## Sheet1
BRAND | DESCRIPTION | MODEL | SIZE | SKU
[5 empty] | 772 | 118
890
ASHIDA | ADAPTER FOR R-134a | CB-1/2"ACMEx04 | 1/2"ACMEx1/4" | ADP-ASH-134a
ASHIDA | ADAPTER FOR R-410A | R-04 x 05 | 1/4" x 5/16" | ADP-ASH-410A
NO BRAND | ADAPTER FOR CONDENSER | FOR 3060/45C | 1" x 1/2"NPT | ADP-NO-306045C
NO BRAND | ADAPTER FOR R-134a | AD-1412A | 1/4"x1/2"ACME | ADP-NO-134a
NO BRAND | ADAPTER FOR R-23 | FOR R-23 | FOR R-23 | ADP-NO-23
NO BRAND | ADAPTER FOR R-410A | QC-410a | 1/4"MALE - 5/16" | ADP-NO-410A
LONGTERM | ALUMINIUM FOIL (DOUBLE SIDE) | AFSK-90A-1.25 | 1.25M X 60M | AFL-LT-AFSK90A
EUROTAPE | FLEXIBLE GLASSWOOL | FD06DI | 6*10Mtr*24KG | FLGW-EUR-FD06DI
EUROTAPE | FLEXIBLE GLASSWOOL | FD08DI | 8*10Mtr*24KG | FLGW-EUR-FD08DI
EUROTAPE | FLEXIBLE GLASSWOOL | FD10DI | 10*10Mtr*24KG | FLGW-EUR-FD10DI
EUROTAPE | FLEXIBLE GLASSWOOL | FD12DI | 12*10Mtr*24KG | FLGW-EUR-FD12DI
EUROTAPE | FLEXIBLE KERAS / STRIP | FD10S3" | 3" x 2MTR | FLK-EUR-FD10S3
EUROTAPE | FLEXIBLE KERAS / STRIP | FD10S4" | 4" x 2MTR | FLK-EUR-FD10S4
EUROTAPE | FLEXIBLE KERAS / STRIP | FD10S5" | 5" x 2MTR | FLK-EUR-FD10S5
EUROTAPE | FLEXIBLE KERAS / STRIP | FD10S6" | 6" x 2MTR | FLK-EUR-FD10S6
EUROTAPE | FLEXIBLE KERAS / STRIP | FD10S8" | 8" x 2MTR | FLK-EUR-FD10S8
EUROTAPE | FLEXIBLE KERAS / STRIP | FD10S10" | 10" x 2MTR | FLK-EUR-FD10S10
EUROTAPE | FLEXIBLE KERAS / STRIP | FD10S12" | 12" x 2MTR | FLK-EUR-FD10S12
EUROTAPE | FLEXIBLE LUNAK / ROUND | FD04D | 4" x 10MTR | FLL-EUR-FD04D
EUROTAPE | FLEXIBLE LUNAK / ROUND | FD05D | 5" x 10MTR | FLL-EUR-FD05D
EUROTAPE | FLEXIBLE LUNAK / ROUND | FD06D | 6" x 10MTR | FLL-EUR-FD06D
EUROTAPE | FLEXIBLE LUNAK / ROUND | FD08D | 8" x 10MTR | FLL-EUR-FD08D
EUROTAPE | FLEXIBLE LUNAK / ROUND | FD10D | 10" x 10MTR | FLL-EUR-FD10D
EUROTAPE | FLEXIBLE LUNAK / ROUND | FD12D | 12" x 10MTR | FLL-EUR-FD12D
KINGFLEX | GLASSWOOL | 50MM x 32KG | 2" x 1.2M x 10M | GW-KIN-50MM
PETRA | GLASSWOOL | 50MM x 32KG | 2" x 1.2M x 10M | GW-PET-50MM
CASTEL | BALL VALVE | 6570/2 | 1/4" x 1/4" | BVL-CST-65702
CASTEL | BALL VALVE | 6570/3 | 3/8" x 3/8" | BVL-CST-65703
CASTEL | BALL VALVE | 6570/4 | 1/2" x 1/2" | BVL-CST-65704
CASTEL | BALL VALVE | 6570/5 | 5/8" x 5/8" | BVL-CST-65705
CASTEL | BALL VALVE | 6570/6 | 3/4" x 3/4" | BVL-CST-65706
CASTEL | BALL VALVE | 6570/7 | 7/8" x 7/8" | BVL-CST-65707
CASTEL | BALL VALVE | 6570/9 | 11/8" x 11/8" | BVL-CST-65709
CASTEL | BALL VALVE | 6570/11 | 13/8" x 13/8" | BVL-CST-657011
CASTEL | BALL VALVE | 6570/13 | 15/8" x 15/8" | BVL-CST-657013
CASTEL | BALL VALVE | 6570/17A | 21/8" x 21/8" | BVL-CST-657017A
CASTEL | BALL VALVE ( 6570/21A ) | 6590/21A | 25/8" x 25/8" | BVL-CST-657021A
CASTEL | BALL VALVE ( 6591/25A ) | 6571/25A | 31/8" x 31/8" | BVL-CST-659125A
HENGSEN | BALL VALVE | LQF-02A / SCV-11-2S | 1/4" x 1/4" | BVL-HGS-LQF-02A
HENGSEN | BALL VALVE | LQF-03A / SCV-11-3S | 3/8" x 3/8" | BVL-HGS-LQF-03A
HENGSEN | BALL VALVE | LQF-04A / SCV-11-4S | 1/2" x 1/2" | BVL-HGS-LQF-04A
HENGSEN | BALL VALVE | LQF-05A / SCV-11-5S | 5/8" x 5/8" | BVL-HGS-LQF-05A
HENGSEN | BALL VALVE | LQF-06A / SCV-11-6S | 3/4" x 3/4" | BVL-HGS-LQF-06A
HENGSEN | BALL VALVE | LQF-07A / SCV-11-7S | 7/8" x 7/8" | BVL-HGS-LQF-07A
HENGSEN | BALL VALVE | LQF-09A / SCV-11-9S | 11/8" x 11/8" | BVL-HGS-LQF-09A
HENGSEN | BALL VALVE | LQF-11A / SCV-11-11S | 13/8" x 13/8" | BVL-HGS-LQF-11A
HENGSEN | BALL VALVE | LQF-13A / SCV-11-13S | 15/8" x 15/8" | BVL-HGS-LQF-13A
HENGSEN | BALL VALVE | LQF-17A / SCV-11-17S | 21/8" x 21/8" | BVL-HGS-LQF-17A
HENGSEN | BALL VALVE | LQF-21A / SCV-11-21S | 25/8" x 25/8" | BVL-HGS-LQF-21A
INGEVER | BATTERAI | AA |  | BTR-ING-AA
INGEVER | BATTERAI | AAA |  | BTR-ING-AAA
LONGTERM | BRACKET AC ( P44.5CM*T18.6CM ) | 1HP | 1.2MM | BR-LT-1.1.2
LONGTERM | BRACKET AC ( P44.5CM*T18.6CM ) | 1HP | 1.4MM | BR-LT-1.1.4
LONGTERM | BRACKET AC ( P44.5CM*T18.6CM ) | 1HP | 1.8MM | BR-LT-1.1.8
LONGTERM | BRACKET AC ( P52CM*T22.8CM ) | 2HP | 1.4MM | BR-LT-P52CMT22.8CM
LONGTERM | BRACKET AC ( P60CM*T22.8CM ) | 3HP | 1.8MM | BR-LT-P60CMT22.8CM
LONGTERM | BRACKET AC L PANJANG | 2HP | 2.0MM | BRL-LT-PJG
LONGTERM | BRACKET AC L PENDEK | 1.5HP | 2.0MM | BRL-LT-PDK
LONGTERM | BRACKET STAINLESS STEEL TEBAL ~ 201 | 204G9 - 1~1.5HP | 490*410MM | BRS-LT-204G9
LONGTERM | GROUND BRACKET STAINLESS STEEL ~ 201 | 205B - 1 ~ 2HP | 460*400*100MM | BRSG-LT-205B
LONGTERM | GROUND BRACKET STAINLESS STEEL ~ 201 | 206B - 3 ~ 5HP | 540*480*100MM | BRSG-LT-206B
LONGTERM | BRACKET STAINLESS STEEL ~ 201 | 207B42 - 2 ~ 3HP | 600*540MM | BRS-LT-207B42
BRA-NJ
ARUKI | BIMETAL FUSE PANAS 72°C | MM9-65C | 65°C | BMT-ARK-MM9-65C
ARUKI | BIMETAL FUSE LG SOCKET | N12-5 | 3 WIRE | BMT-ARK-LG-N12-5
ARUKI | BIMETAL FUSE MITSUBISHI | N15-4 | 3 WIRE | BMT-ARK-MITSU-N15-4
ARUKI | BIMETAL FUSE SAMSUNG + FUSE | N12-5 | 3 WIRE | BMT-ARK-SAMSUNG
ARUKI | BIMETAL FUSE TOSHIBA | MM2-287 | 4 WIRE | BMT-ARK-TOSHIBA-MM2-287
ARUKI | BIMETAL GENERAL | MM1-N13 | 2 WIRE | BMT-ARK-GENERAL-MM1-N13
ARUKI | BIMETAL NATIONAL | N13 KSD303-A | 2 WIRE | BMT-ARK-NATIONAL-N13
ARUKI | BIMETAL SENSOR + FUSE 72°C | WITH SOCKET | 4 WIRE | BMT-ARK-SOCKET
ARUKI | BIMETAL ST-3 LG / SAMSUNG | N13-4 | 2 WIRE | BMT-ARK-ST-3
LONGTERM | BIMETAL ST-3 (Warna Orange) | TH-B2-006 | 2 WIRE | BMT-LT-ST-3
LONGTERM | BIMETAL + FUSE 72°C | ST-3 | 3 WIRE | BMT-LT-72C
LONGTERM | BIMETAL N12 + FUSE (KSD-3018) | KSD-2011 | 4 WIRE | BMT-LT-KSD-2011
LONGTERM | BIMETAL BULAT (ML-45) | TH-B-007 | 2 WIRE | BMT-LT-ML-45
LONGTERM | BRAZING FLUX / BOURAG | FLUX-4 | 114GRAM | BG-LT-FLUX-4
NOBRAND | CAN TAP VALVE | CT-339 | R-134a | CTVL-NO-CT-339
ARUKI | SQUARE CAPACITOR ( 4PINS ) | 450V | 1.0uF | CAPS-ARK-1
ARUKI | SQUARE CAPACITOR ( 4PINS ) | 450V | 1.5uF | CAPS-ARK-1.5
ARUKI | SQUARE CAPACITOR ( 4PINS ) | 450V | 2.0uF | CAPS-ARK-2
ARUKI | SQUARE CAPACITOR ( 4PINS ) | 450V | 2.5uF | CAPS-ARK-2.5
ARUKI | SQUARE CAPACITOR ( 4PINS ) | 450V | 3.0uF | CAPS-ARK-3
ARUKI | SQUARE CAPACITOR ( 4PINS ) | 450V | 3.5uF | CAPS-ARK-3.5
ARUKI | SQUARE CAPACITOR ( 4PINS ) | 450V | 4.0uF | CAPS-ARK-4
ARUKI | SQUARE CAPACITOR ( 4PINS ) | 450V | 4.5uF | CAPS-ARK-4.5
ARUKI | SQUARE CAPACITOR ( 4PINS ) | 450V | 5.0uF | CAPS-ARK-5
ARUKI | SQUARE CAPACITOR ( 4PINS ) | 450V | 6.0uF | CAPS-ARK-6
LONGTERM | SQUARE CAPACITOR | 450V | 1.0uF | CAPS-LT-1
LONGTERM | SQUARE CAPACITOR | 450V | 1.5uF | CAPS-LT-1.5
LONGTERM | SQUARE CAPACITOR | 450V | 2.0uF | CAPS-LT-2
LONGTERM | SQUARE CAPACITOR | 450V | 2.5uF | CAPS-LT-2.5
LONGTERM | SQUARE CAPACITOR | 450V | 3.0uF | CAPS-LT-3
LONGTERM | SQUARE CAPACITOR | 450V | 3.5uF | CAPS-LT-3.5
LONGTERM | SQUARE CAPACITOR | 450V | 4.0uF | CAPS-LT-4
LONGTERM | SQUARE CAPACITOR | 450V | 4.5uF | CAPS-LT-4.5
LONGTERM | SQUARE CAPACITOR | 450V | 5.0uF | CAPS-LT-5
LONGTERM | SQUARE CAPACITOR | 450V | 6.0uF | CAPS-LT-6
10000HOUR FOR CHEAPER
CC | ROUND CAPACITOR | 440V | 5uF | CAPR-CC-5
CC | ROUND CAPACITOR | 440V | 10uF | CAPR-CC-10
CC | ROUND CAPACITOR | 440V | 15uF | CAPR-CC-15
CC | ROUND CAPACITOR | 440V | 20uF | CAPR-CC-20
CC | ROUND CAPACITOR | 440V | 25uF | CAPR-CC-25
CC | ROUND CAPACITOR | 440V | 30uF | CAPR-CC-30
CC | ROUND CAPACITOR | 440V | 35uF | CAPR-CC-35
CC | ROUND CAPACITOR | 440V | 40uF | CAPR-CC-40
CC | ROUND CAPACITOR | 440V | 45uF | CAPR-CC-45
CC | ROUND CAPACITOR | 440V | 50uF | CAPR-CC-50
CC | ROUND CAPACITOR | 440V | 60uF | CAPR-CC-60
30000HOUR FOR LONGTERM
LONGTERM | ROUND CAPACITOR | 440V | 5uF | CAPR-LT-5
LONGTERM | ROUND CAPACITOR | 440V | 7,5uF | CAPR-LT-7.5
LONGTERM | ROUND CAPACITOR | 440V | 8.0uF | CAPR-LT-8
LONGTERM | ROUND CAPACITOR | 440V | 10uF | CAPR-LT-10
LONGTERM | ROUND CAPACITOR | 440V | 12,5uF | CAPR-LT-12.5
LONGTERM | ROUND CAPACITOR | 440V | 15uF | CAPR-LT-15
LONGTERM | ROUND CAPACITOR | 440V | 17,5uF | CAPR-LT-17.5
LONGTERM | ROUND CAPACITOR | 440V | 20uF | CAPR-LT-20
LONGTERM | ROUND CAPACITOR | 440V | 25uF | CAPR-LT-25
LONGTERM | ROUND CAPACITOR | 440V | 30uF | CAPR-LT-30
LONGTERM | ROUND CAPACITOR | 440V | 35uF | CAPR-LT-35
LONGTERM | ROUND CAPACITOR | 440V | 40uF | CAPR-LT-40
LONGTERM | ROUND CAPACITOR | 440V | 45uF | CAPR-LT-45
LONGTERM | ROUND CAPACITOR | 440V | 50uF | CAPR-LT-50
LONGTERM | ROUND CAPACITOR | 440V | 55uF | CAPR-LT-55
LONGTERM | ROUND CAPACITOR | 440V | 60uF | CAPR-LT-60
10000HOUR FOR CHEAPER
CC | ROUND CAPACITOR | 440V | 15uF + 1.5uF | CAPR-CC-15-1.5
CC | ROUND CAPACITOR | 440V | 20uF + 1.5uF | CAPR-CC-20-1.5
CC | ROUND CAPACITOR | 440V | 25uF + 1.5uF | CAPR-CC-25-1.5
CC | ROUND CAPACITOR | 440V | 30uF + 1.5uF | CAPR-CC-30-1.5
CC | ROUND CAPACITOR | 440V | 35uF + 1.5uF | CAPR-CC-35-1.5
CC | ROUND CAPACITOR | 440V | 45uF + 1.5uF | CAPR-CC-45-1.5
30000HOUR FOR LONGTERM
LONGTERM | ROUND CAPACITOR | 440V | 15uF + 1.5uF | CAPR-LT-15-1.5
LONGTERM | ROUND CAPACITOR | 440V | 20uF + 1.5uF | CAPR-LT-20-1.5
LONGTERM | ROUND CAPACITOR | 440V | 25uF + 1.5uF | CAPR-LT-25-1.5
LONGTERM | ROUND CAPACITOR | 440V | 30uF + 1.5uF | CAPR-LT-30-1.5
LONGTERM | ROUND CAPACITOR | 440V | 35uF + 1.5uF | CAPR-LT-35-1.5
LONGTERM | ROUND CAPACITOR | 440V | 45uF + 1.5uF | CAPR-LT-45-1.5
10000HOUR FOR CHEAPER
CC | ROUND CAPACITOR | 440V | 15uF + 2.0uF | CAPR-CC-15-2
CC | ROUND CAPACITOR | 440V | 20uF + 2.0uF | CAPR-CC-20-2
CC | ROUND CAPACITOR | 440V | 25uF + 2.0uF | CAPR-CC-25-2
CC | ROUND CAPACITOR | 440V | 30uF + 2.0uF | CAPR-CC-30-2
CC | ROUND CAPACITOR | 440V | 35uF + 2.0uF | CAPR-CC-35-2
CC | ROUND CAPACITOR | 440V | 40uF + 2.0uF | CAPR-CC-40-2
CC | ROUND CAPACITOR | 440V | 45uF + 2.0uF | CAPR-CC-45-2
CC | ROUND CAPACITOR | 440V | 50uF + 2.0uF | CAPR-CC-50-2
30000HOUR FOR LONGTERM
LONGTERM | ROUND CAPACITOR | 440V | 15uF + 2.0uF | CAPR-LT-15-2
LONGTERM | ROUND CAPACITOR | 440V | 20uF + 2.0uF | CAPR-LT-20-2
LONGTERM | ROUND CAPACITOR | 440V | 25uF + 2.0uF | CAPR-LT-25-2
LONGTERM | ROUND CAPACITOR | 440V | 30uF + 2.0uF | CAPR-LT-30-2
LONGTERM | ROUND CAPACITOR | 440V | 35uF + 2.0uF | CAPR-LT-35-2
LONGTERM | ROUND CAPACITOR | 440V | 40uF + 2.0uF | CAPR-LT-40-2
LONGTERM | ROUND CAPACITOR | 440V | 45uF + 2.0uF | CAPR-LT-45-2
LONGTERM | ROUND CAPACITOR | 440V | 50uF + 2.0uF | CAPR-LT-50-2
LONGTERM | STARTING CAPACITOR | 220/225V | 43~53MFD | CAPT-LT-4353-220
LONGTERM | STARTING CAPACITOR | 220/225V | 47~56MFD | CAPT-LT-4756-220
LONGTERM | STARTING CAPACITOR | 220/225V | 56~70MFD | CAPT-LT-5670-220
LONGTERM | STARTING CAPACITOR | 220/250V | 64~77MFD | CAPT-LT-6477-220
LONGTERM | STARTING CAPACITOR | 220/225V | 72~88MFD | CAPT-LT-7288-220
LONGTERM | STARTING CAPACITOR | 220/250V | 88~108MFD | CAPT-LT-88108-220
LONGTERM | STARTING CAPACITOR | 220/225V | 108~130MFD | CAPT-LT-108130-220
LONGTERM | STARTING CAPACITOR | 220/225V | 124~149MFD | CAPT-LT-124149-220
LONGTERM | STARTING CAPACITOR | 330V | 21~25MFD | CAPT-LT-2125-330
LONGTERM | STARTING CAPACITOR | 330V | 30~36MFD | CAPT-LT-3036-330
LONGTERM | STARTING CAPACITOR | 330V | 47~56MFD | CAPT-LT-4756-330
LONGTERM | STARTING CAPACITOR | 330V | 56~70MFD | CAPT-LT-5670-330
LONGTERM | STARTING CAPACITOR | 330V | 64~77MFD | CAPT-LT-6477-330
LONGTERM | STARTING CAPACITOR | 330V | 72~88MFD | CAPT-LT-7288-330
LONGTERM | STARTING CAPACITOR | 330V | 88~108MFD | CAPT-LT-88108-330
LONGTERM | STARTING CAPACITOR | 330V | 108~130MFD | CAPT-LT-108130-330
LONGTERM | STARTING CAPACITOR | 330V | 130~156MFD | CAPT-LT-130156-330
CASTEL | CAPPED VALVE | 6410/2 | 1/4" x 1/4" | CPVL-CST-64102
CASTEL | CAPPED VALVE | 6410/3 | 3/8" x 3/8" | CPVL-CST-64103
CASTEL | CAPPED VALVE | 6410/4 | 1/2" x 1/2" | CPVL-CST-64104
CASTEL | CAPPED VALVE | 6410/5 | 5/8" x 5/8" | CPVL-CST-64105
CASTEL | CAPPED VALVE | 6410/6 | 3/4" x 3/4" | CPVL-CST-64106
LONGTERM | CHARGING HOSE FOR R22 | CH500-36 | 3 x 36" | CRH-LT-R22-36
LONGTERM | CHARGING HOSE FOR R22 | CH500-60 | 3 x 60" | CRH-LT-R22-60
LONGTERM | CHARGING HOSE FOR R22 | CH500-72 | 3 x 72" | CRH-LT-R22-72
REFCO | CHARGING HOSE ( 3'FIT ) | CCL-336 ( RYB ) | 3 x 36" | CRH-RFC-36
VALUE | CHARGING HOSE FOR R22 | VRP-U-36 | 3 x 90CM | CRH-VAL-R22-36
VALUE | CHARGING HOSE FOR R22 | VRP-U-48 | 3 x 120CM | CRH-VAL-R22-48
VALUE | CHARGING HOSE FOR R22 | VRP-U-60 | 3 x 150CM | CRH-VAL-R22-60
VALUE | CHARGING HOSE FOR R410A | VRP-U-36 | 3 x 90CM | CRH-VAL-R410A-36
VALUE | CHARGING HOSE FOR R410A | VRP-U-48 | 3 x 120CM | CRH-VAL-R410A-48
VALUE | CHARGING HOSE FOR R410A | VRP-U-60 | 3 x 150CM | CRH-VAL-R410A-60
ZERO | CHARGING HOSE FOR R22 | CH600-36 | 3 x 36" | CRH-ZRO-R22-36
ZERO | CHARGING HOSE FOR R22 | CH600-60 | 3 x 60" | CRH-ZRO-R22-60
ZERO | CHARGING HOSE FOR R22 | CH600-72 | 3 x 72" | CRH-ZRO-R22-72
ZERO | CHARGING HOSE FOR R410A | CH800-36 | 3 x 36" | CRH-ZRO-R410A-36
ZERO | CHARGING HOSE FOR R410A | CH800-60 | 3 x 60" | CRH-ZRO-R410A-60
ZERO | CHARGING HOSE FOR R410A | CH800-72 | 3 x 72" | CRH-ZRO-R410A-72
LONGTERM | SEAL FOR CHARGING HOSES R-22 (BLACK) | CHP-02 | RUBBER | CRHS-LT-R22-BLK
LONGTERM | SEAL FOR CHARGING HOSES R-22 (WHITE) | SEAL WHITE | TEFLON | CRHS-LT-R22-WHT
LONGTERM | SEAL FOR CHARGING HOSES R-32 (WHITE) | HSRW7.8 | TEFLON | CRHS-LT-R32-WHT
CASTEL | CHECK VALVE | 3112/2 | 1/4" x 1/4" | CHVL-CST-31122
CASTEL | CHECK VALVE | 3112/3 | 3/8" x 3/8" | CHVL-CST-31123
CASTEL | CHECK VALVE | 3112/4 | 1/2" x 1/2" | CHVL-CST-31124
CASTEL | CHECK VALVE | 3112/5 | 5/8" x 5/8" | CHVL-CST-31125
CASTEL | CHECK VALVE | 3112/6 | 3/4" x 3/4" | CHVL-CST-31126
CASTEL | CHECK VALVE NEW 3124N/7 | 3122/7 | 7/8" x 7/8" | CHVL-CST-3124N7
CASTEL | CHECK VALVE NEW 3124N/9 | 3122/9 | 11/8" x 11/8" | CHVL-CST-3124N9
CASTEL | CHECK VALVE NEW 3124N/11 | 3122/11 | 13/8" x 13/8" | CHVL-CST-3124N11
CASTEL | CHECK VALVE NEW 3124N/13 | 3122/13 | 15/8" x 15/8" | CHVL-CST-3124N13
CASTEL | CHECK VALVE NEW 3124N/17 | 3122/17 | 21/8" x 21/8" | CHVL-CST-3124N17
LONGTERM | DIGITAL CLAMP METER | MT-87B |  | CLM-LT-MT-87B
LONGTERM | DIGITAL CLAMP METER | VC3267B |  | CLM-LT-VC3267B
SUNWA | MANUAL MULTI TESTER | YX-360-TRD |  | CLM-SUN-YX-360-TRD
VALUE | DIGITAL CLAMP METER | VMC-1 | BLUE | CLM-VAL-VMC-1
ARROW | COIL CLEANER | GAC-103 | 5 LITER | CCL-ARR-GAC-5
ARROW | COIL CLEANER | GAC-103 | 20 LITER | CCL-ARR-GAC-20
ARROW | COIL CLEANER | NEW | 5 LITER | CCL-ARR-5
INVOTECH | SCROLL COMP R404A 1PH 50Hz (-20°C) | YM34E2G-102 | 2 HP | SCOM-INV-YM34E2G
INVOTECH | SCROLL COMP R404A 1PH 50Hz (-20°C) | YM43E2G-102 | 2.5 HP | SCOM-INV-YM43E2G
INVOTECH | SCROLL COMP R404A 1PH 50Hz (-20°C) | YM49E2G-102 | 3 HP | SCOM-INV-YM49E2G
INVOTECH | SCROLL COMP R404A 3PH 50Hz (-20°C) | YM43E1G-100 | 2.5 HP | SCOM-INV-YM43E1G
INVOTECH | SCROLL COMP R404A 3PH 50Hz (-20°C) | YM49E1G-100 | 3 HP | SCOM-INV-YM49E1G
INVOTECH | SCROLL COMP R404A 3PH 50Hz (-20°C) | YM70E1G-100 | 4 HP | SCOM-INV-YM70E1G
INVOTECH | SCROLL COMP R404A 3PH 50Hz (-20°C) | YM86E1G-100 | 5 HP | SCOM-INV-YM86E1G
INVOTECH | SCROLL COMP R404A 3PH 50Hz (-20°C) | YM102E1G-100 | 6 HP | SCOM-INV-YM102E1G
INVOTECH | SCROLL COMP R407C 3PH 50Hz | YH89T1-100 | 3 HP | SCOM-INV-YH89T1
INVOTECH | SCROLL COMP R407C 3PH 50Hz | YH119T1-100 | 4 HP | SCOM-INV-YH119T1
INVOTECH | SCROLL COMP R407C 3PH 50Hz | YH150T1-100 | 5 HP | SCOM-INV-YH150T1
INVOTECH | SCROLL COMP R407C 3PH 50Hz | YH175T1-100 | 6 HP | SCOM-INV-YH175T1
INVOTECH | SCROLL COMP R407C 3PH 50Hz | YH230T1-100 | 8 HP | SCOM-INV-YH230T1
INVOTECH | SCROLL COMP R407C 3PH 50Hz | YH307T1-100 | 10 HP | SCOM-INV-YH307T1
INVOTECH | SCROLL COMP R407C 3PH 50Hz | YH355T1-100 | 12 HP | SCOM-INV-YH355T1
INVOTECH | SCROLL COMP R407C 3PH 50Hz | YSH450T1G-100 | 15 HP | SCOM-INV-YSH450T1G
INVOTECH | SCROLL COMP R410A 3PH 50Hz | YH95C1-100 | 3 HP | SCOM-INV-YH95C1
INVOTECH | SCROLL COMP R410A 3PH 50Hz | YH119C1-100 | 4 HP | SCOM-INV-YH119C1
INVOTECH | SCROLL COMP R410A 3PH 50Hz | YH150C1-100 | 5 HP | SCOM-INV-YH150C1
INVOTECH | SCROLL COMP R410A 3PH 50Hz | YH230C1-100 | 8 HP | SCOM-INV-YH230C1
INVOTECH | SCROLL COMP R410A 3PH 50Hz | YH292C1-100 | 10 HP | SCOM-INV-YH292C1
INVOTECH | SCROLL COMP R410A 3PH 50Hz | YH355C1-100 | 12 HP | SCOM-INV-YH355C1
INVOTECH | SCROLL COMP R410A 3PH 50Hz | YSH450C1-100 | 15 HP | SCOM-INV-YSH450C1
SECOP | COMP HERMETIC R404/507 1PH 50Hz | SC 15 CL | 3/4 HP | HCOM-SEC-SC15CL
SECOP | COMP HERMETIC R404/507 1PH 50Hz | SC 18 CL | 5/8 HP | HCOM-SEC-SC18CL
SECOP | COMP HERMETIC R404/507 1PH 50Hz | SC 21 CL | 7/8 HP | HCOM-SEC-SC21CL
TECUMSEH | HERMETIC COMP R134a 1PH 50Hz | AE2410Y-FZ1A | 1/4 HP | HCOM-TEC-AE2410Y
TECUMSEH | HERMETIC COMP R134a 1PH 50Hz | AE2413Y-FZ1A | 1/3 HP | HCOM-TEC-AE2413Y
TECUMSEH | HERMETIC COMP R134a 1PH 50Hz | AE2415Y-GH1B | 3/8 HP | HCOM-TEC-AE2415Y
TECUMSEH | HERMETIC COMP R134a 1PH 50Hz | AE4425Y-FZ1A | 1/5 HP | HCOM-TEC-AE4425Y
TECUMSEH | HERMETIC COMP R134a 1PH 50Hz | AE4430Y-FZ1A | 1/4 HP | HCOM-TEC-AE4430Y
TECUMSEH | HERMETIC COMP R134a 1PH 50Hz | AE4440Y-FZ1A | 1/3 HP | HCOM-TEC-AE4440Y
TECUMSEH | HERMETIC COMP R134a 1PH 50Hz | AE4450Y-FZ1C | 2/5 HP | HCOM-TEC-AE4450Y
TECUMSEH | HERMETIC COMP R134a 1PH 50Hz | AE4456Y-FZ1C | 1/2 HP | HCOM-TEC-AE4456Y
TECUMSEH | HERMETIC COMP R134a 1PH 50Hz | AE4460Y-FZ3C | 1/2 HP | HCOM-TEC-AE4460Y
TECUMSEH | HERMETIC COMP R134a 1PH 50Hz | CAJ/AJ4492N | 3/4 HP | HCOM-TEC-AJ4492N
TECUMSEH | HERMETIC COMP R134a 1PH 50Hz | CAJ/AJ4511N | 1 HP | HCOM-TEC-AJ4511N
TECUMSEH | HERMETIC COMP R134a 3PH 50/60Hz | TFH4518Y | 1.5 HP | HCOM-TEC-TFH4518Y
TECUMSEH | HERMETIC COMP R134a 1PH 50Hz | FH4525Y | 2 HP | HCOM-TEC-FH4525Y
TECUMSEH | HERMETIC COMP R134a 3PH 50/60Hz | TFH4525Y | 2 HP | HCOM-TEC-TFH4525Y
TECUMSEH | HERMETIC COMP R22 1PH 50Hz | AE4440E-FZ1A | 1/3 HP | HCOM-TEC-AE4440E
TECUMSEH | HERMETIC COMP R22 1PH 50Hz | AE4460E-FZ1B | 1/2 HP | HCOM-TEC-AE4460E
TECUMSEH | HERMETIC COMP R404A 1PH 50Hz | AE2410Z-FZ1A | 1/4 HP | HCOM-TEC-AE2410Z
TECUMSEH | HERMETIC COMP R404A 1PH 50Hz | AE2415Z-GS1A | 3/8 HP | HCOM-TEC-AE2415Z
TECUMSEH | HERMETIC COMP R404A 1PH 50Hz | AE2420Z-GS1B | 1/2 HP | HCOM-TEC-AE2420Z
TECUMSEH | HERMETIC COMP R404A 1PH 50Hz | AE2425Z-GS3C | 5/8 HP | HCOM-TEC-AE2425Z
TECUMSEH | HERMETIC COMP R404A 1PH 50Hz | CAJ/AJ2432Z | 3/4 HP | HCOM-TEC-AJ2432Z
TECUMSEH | HERMETIC COMP R404A 1PH 50Hz | CAJ/AJ2446Z | 1 HP | HCOM-TEC-AJ2446Z
TECUMSEH | HERMETIC COMP R404A 1PH 50Hz | CAJ/AJ2464Z | 1.5 HP | HCOM-TEC-AJ2464Z
TECUMSEH | HERMETIC COMP R404A 3PH 50/60Hz | TAG2516Z | 4 HP | HCOM-TEC-TAG2516Z
TECUMSEH | HERMETIC COMP R404A 3PH 50/60Hz | TAG2522Z | 5.5 HP | HCOM-TEC-TAG2522Z
TECUMSEH | HERMETIC COMP R404A 3PH 50/60Hz | TAG2525Z | 6-1/4 HP | HCOM-TEC-TAG2525Z
TECUMSEH | HERMETIC COMP R404A 1PH 50Hz | AE4430Z-FZ1A | 1/4 HP | HCOM-TEC-AE4430Z
TECUMSEH | HERMETIC COMP R404A 1PH 50Hz | AE4440Z-FZ1A | 1/3 HP | HCOM-TEC-AE4440Z
TECUMSEH | HERMETIC COMP R404A 1PH 50Hz | AE4450Z-FZ1A | 3/8 HP | HCOM-TEC-AE4450Z
TECUMSEH | HERMETIC COMP R404A 1PH 50Hz | AE4460Z-FZ1A | 1/2 HP | HCOM-TEC-AE4460Z
TECUMSEH | HERMETIC COMP R404A 1PH 50Hz | CAJ/AJ9480Z | 3/4 HP | HCOM-TEC-AJ9480Z
TECUMSEH | HERMETIC COMP R404A 1PH 50Hz | CAJ/AJ9510Z | 1 HP | HCOM-TEC-AJ9510Z
TECUMSEH | HERMETIC COMP R404A 1PH 50Hz | CAJ/AJ9513Z | 1-1/4 HP | HCOM-TEC-AJ9513Z
TECUMSEH | HERMETIC COMP R404A 1PH 50Hz | CAJ/AJ4517Z | 1.5 HP | HCOM-TEC-AJ4517Z
TECUMSEH | HERMETIC COMP R404A 1PH 50Hz | FH4540Z | 3-1/3 HP | HCOM-TEC-FH4540Z
EMBRACO | KULKAS COMP R134a 1PH 50Hz (± 180W) | EMY 75 HLC | 1/5HP | KCOM-EMB-EMY75HLC
HUAYI | KULKAS COMP R134a 1PH 50Hz (± 155W) | HYE55YL63-55 | 1/7HP | KCOM-HUA-HYE55YL63
HUAYI | KULKAS COMP R134a 1PH 50Hz (± 190W) | HYE69Y63-55 | 1/6HP | KCOM-HUA-HYE69Y63
HUAYI | KULKAS COMP R134a 1PH 50Hz (± 225W) | HYE81Y-52 | 1/5HP | KCOM-HUA-HYE81Y
HUAYI | KULKAS COMP R134a 1PH 50Hz (± 265W) | HYE90Ya-HZYD | 1/4HP | KCOM-HUA-HYE90Ya
HUAYI | KULKAS COMP R134a 1PH 50Hz (± 330W) | HY113Y-50 | 1/3HP | KCOM-HUA-HY113Y
HUAYI | KULKAS COMP R134a 1PH 50Hz (± 370W) | HY131Ya-50 | 1/2HP | KCOM-HUA-HY131Ya
BITZER | OPEN TYPE COMP MULTI REFRI | TYPE III-Y | 1HP ~ 1.5HP | OCOM-BIT-III
BITZER | OPEN TYPE COMP MULTI REFRI | TYPE IV-Y | 2HP ~ 4HP | OCOM-BIT-IV
BITZER | OPEN TYPE COMP MULTI REFRI | TYPE V-Y | 3HP ~ 5HP | OCOM-BIT-V
BITZER | OPEN TYPE COMP MULTI REFRI | TYPE VI-Y | 7.5HP ~ 10HP | OCOM-BIT-VI
BITZER | OPEN TYPE COMP MULTI REFRI | TYPE VII-Y | 10HP ~ 15HP | OCOM-BIT-VII
DORIN | COMPRESSOR | 80VS |  | COM-DOR-80VS
LIXI | SEMI HERMETIQUE LOW-MED ( MULTIREF ) | 4BZ5-27Y | 5HP-MULTI | SHCOM-LIX-4BZ5-27Y
LIXI | SEMI HERMETIQUE LOW-MED ( MULTIREF ) | 4BZ6-32Y | 6HP-MULTI | SHCOM-LIX-4BZ6-32Y
LIXI | SEMI HERMETIQUE LOW-MED ( MULTIREF ) | 4BZ8-41Y | 8HP-MULTI | SHCOM-LIX-4BZ8-41Y
LIXI | SEMI HERMETIQUE LOW-MED ( MULTIREF ) | 4BZ10-48Y | 10HP-MULTI | SHCOM-LIX-4BZ10-48Y
LIXI | SEMI HERMETIQUE LOW-MED ( MULTIREF ) | 4BZ12-56Y | 12HP-MULTI | SHCOM-LIX-4BZ12-56Y
LIXI | SEMI HERMETIQUE LOW-MED ( MULTIREF ) | 4BZ15-73Y | 15HP-MULTI | SHCOM-LIX-4BZ15-73Y
LIXI | SEMI HERMETIQUE LOW-MED ( MULTIREF ) | 4BZ20-84Y | 20HP-MULTI | SHCOM-LIX-4BZ20-84Y
LIXI | SEMI HERMETIQUE MED-HIGH ( MULTIREF ) | 4BG5-18Y | 5HP-MULTI | SHCOM-LIX-4BG5-18Y
LIXI | SEMI HERMETIQUE MED-HIGH ( MULTIREF ) | 4BG7-27Y | 7HP-MULTI | SHCOM-LIX-4BG7-27Y
LIXI | SEMI HERMETIQUE MED-HIGH ( MULTIREF ) | 4BG10-35Y | 10HP-MULTI | SHCOM-LIX-4BG10-35Y
LIXI | SEMI HERMETIQUE MED-HIGH ( MULTIREF ) | 4BG15-48Y | 15HP-MULTI | SHCOM-LIX-4BG15-48Y
LIXI | SEMI HERMETIQUE MED-HIGH ( MULTIREF ) | 4BG20-56Y | 20HP-MULTI | SHCOM-LIX-4BG20-56Y
LG | ROTARY COMP FOR AIRCOND R22 | QKS164PNA | 1HP | RCOM-LG-QKS164PNA
LG | ROTARY COMP FOR AIRCOND R22 | QKS208HNB | 1.5HP | RCOM-LG-QKS208HNB
LG | ROTARY COMP FOR AIRCOND R22 | QV308PNA | 2HP | RCOM-LG-QV308PNA
GMCC | ROTARY COMP AIRCOND R22 | HSM165V3UDZA | 1HP
GMCC | ROTARY COMP AIRCOND R22 | PH290M2C-4FT1 | 2HP
GMCC | ROTARY COMP AIRCOND R22 | PH420G2CS-4KU | 2.5HP | RCOM-GMC- PH420G2CS-4KU
GMCC | ROTARY COMP AIRCOND R410A | PA108M1C-4DZ | 1HP | RCOM-GMC-PA108M1C-4DZ
LANDA | ROTARY COMP AIRCOND R32/R410A | QXF-A086D130U | 1HP
LANDA | ROTARY COMP AIRCOND R32/R410A | QXF-B129T130BU | 1.5HP
LANDA | ROTARY COMP AIRCOND R32/R410A | QXA-C193E030U | 2HP | RCOM-LAN-QXA-C193E030U
LANDA | ROTARY COMP AIRCOND R32/R410A | QXF-E24H050U | 2.5HP | RCOM-LAN-QXF-E24H050U
LG | ROTARY COMP AIRCOND R410A | GA092PAA | 3/4HP | RCOM-LG-GA092PAA
LG | ROTARY COMP AIRCOND R410A | GKN134HNA | 1.5HP | RCOM-LG-GKN134HNA
COPELAND | SCROLL COMP R407C 3PH 50/60Hz | ZR125KFE-TFD-522 | 10 HP | SCOM-COP-ZR125KFE
COPELAND | SCROLL COMP R410A 3PH 50/60Hz | ZP44K5E-TFD-593 | 4 HP | SCOM-COP-ZP44K5E
COPELAND | SCROLL COMP R410A 3PH 50/60Hz | ZP91KCE-TFD-522 | 7.5 HP | SCOM-COP-ZP91KCE
COPELAND | SCROLL COMP R410A 3PH 50/60Hz | ZP144KFE-TFD-522 | 12 HP | SCOM-COP-ZP144KFE
INVOTECH | SCROLL COND UNIT R404A 1PH 50HZ (-20°C) | CU-YM34E2G-02 | 2 HP | CUN-INV-YM34E2G
INVOTECH | SCROLL COND UNIT R404A 1PH 50HZ (-20°C) | CU-YM43E2G-02 | 2.5 HP | CUN-INV-YM43E2G
INVOTECH | SCROLL COND UNIT R404A 3PH 50HZ (-20°C) | CU-YM43E1G-02 | 2.5 HP | CUN-INV-YM43E1G
INVOTECH | SCROLL COND UNIT R404A 3PH 50HZ (-20°C) | CU-YM49E1G-03 | 3 HP | CUN-INV-YM49E1G
INVOTECH | SCROLL COND UNIT R404A 3PH 50HZ (-20°C) | CU-YM70E1G-04 | 4 HP | CUN-INV-YM70E1G
INVOTECH | SCROLL COND UNIT R404A 3PH 50HZ (-20°C) | CU-YM86E1G-05 | 5 HP | CUN-INV-YM86E1G
LONGTERM | CONDENSER KULKAS |  | 5U | CND-LT-5U
LONGTERM | CONDENSER KULKAS |  | 6U | CND-LT-6U
LONGTERM | CONDENSER KULKAS |  | 8U | CND-LT-8U
LONGTERM | CONDENSER KULKAS |  | 10U | CND-LT-10U
LONGTERM | CONDENSER KULKAS |  | 12U | CND-LT-12U
LONGTERM | CONDENSER KULKAS |  | 14U | CND-LT-14U
SHINTIME | DOUBLE TUBE CONDENSER | DT-5210 | 10 TON | DTCND-SHI-DT-5210
BITZER | SEA WATER CONDENSER | K-123 HB | 2 ~ 4 HP | SEA-BIT-K-123
BITZER | SEA WATER CONDENSER | K-203 HB | 4 ~ 6 HP | SEA-BIT-K-203
BITZER | SEA WATER CONDENSER | K-283 HB | 6 ~ 7.5 HP | SEA-BIT-K-283
BITZER | SEA WATER CONDENSER | K-373 HB | 8.5 ~ 12.5 HP | SEA-BIT-K-373
BITZER | SEA WATER CONDENSER | K-573 HB | 12.5 ~ 17.5 HP | SEA-BIT-K-573
BITZER | SEA WATER CONDENSER | K-813 HB | 20 ~ 25 HP | SEA-BIT-K-813
BITZER | SEA WATER CONDENSER | K-1053 TB | 30 ~ 35 HP | SEA-BIT-K-1053
BITZER | SEA WATER CONDENSER | K-1353 TB | 40 ~ 50 HP | SEA-BIT-K-1353
ALLTEMP | AIR CONDENSER ( W/O FAN ) | FN-2.0 | 1/4HP ~ Ф200*1 | ACND-ALL-FN-2
ALLTEMP | AIR CONDENSER ( W/O FAN ) | FN-3.4 | 3/8HP ~ Ф200*1 | ACND-ALL-FN-3.4
ALLTEMP | AIR CONDENSER ( W/O FAN ) | FN-4.4 | 1/2HP ~ Ф250*1 | ACND-ALL-FN-4.4
ALLTEMP | AIR CONDENSER ( W/O FAN ) | FN-5.4 | 3/4HP ~ Ф300*1 | ACND-ALL-FN-5.4
ALLTEMP | AIR CONDENSER ( W/O FAN ) | FN-7.0 | 1HP ~ Ф300*1 | ACND-ALL-FN-7
ALLTEMP | AIR CONDENSER ( W/O FAN ) | FN-11.5 | 1.5HP ~ Ф350*1 | ACND-ALL-FN-11.5
ALLTEMP | AIR CONDENSER ( W/O FAN ) | FN-15 | 2HP ~ Ф350*1 | ACND-ALL-FN-15
ALLTEMP | AIR CONDENSER ( W/O FAN ) | FN-18 | 2.5HP ~ Ф400*1 | ACND-ALL-FN-18
ALLTEMP | AIR CONDENSER ( W/O FAN ) | FN-22 | 3HP ~ Ф400*1 | ACND-ALL-FN-22
ALLTEMP | AIR CONDENSER ( W/O FAN ) | FN-33 | 4HP ~ Ф350*2 | ACND-ALL-FN-33
ALLTEMP | AIR CONDENSER ( W/O FAN ) | FN-36 | 5HP ~ Ф400*2 | ACND-ALL-FN-36
ALLTEMP | AIR CONDENSER ( W/O FAN ) | FN-55 | 7.5HP ~ Ф400*2 | ACND-ALL-FN-55
ALLTEMP | AIR CONDENSER ( W/O FAN ) | FN-70 | 10HP ~ Ф450*2 | ACND-ALL-FN-70
ALLTEMP | AIR CONDENSER ( W/O FAN ) | FN-100 | 13HP ~Ф400*4 | ACND-ALL-FN-100
ALLTEMP | AIR CONDENSER ( W/O FAN ) | FN-130 | 15HP ~ Ф400*4 | ACND-ALL-FN-130
ALLTEMP | AIR CONDENSER ( W/O FAN ) | FN-150 | 20HP ~ Ф400*4 | ACND-ALL-FN-150
ALLTEMP | AIR CONDENSER ( W/O FAN ) | FN-180 | 25HP ~ Ф400*4 | ACND-ALL-FN-180
| CAPILLARY TUBE ( 0,595KG ) (O.D 0.066) | CAP26 30MTR | 0.026" | CPT-CAP-26
| CAPILLARY TUBE ( 0,610KG ) (O.D 0.068) | CAP28 30MTR | 0.028" | CPT-CAP-28
| CAPILLARY TUBE ( 0,815KG ) (O.D 0.071) | CAP31 30MTR | 0.031" | CPT-CAP-31
| CAPILLARY TUBE ( 0,860KG ) | CAP36 30MTR | 0.036" | CPT-CAP-36
| CAPILLARY TUBE ( 0,910KG ) (O.D 0.082) | CAP42 30MTR | 0.042" | CPT-CAP-42
| CAPILLARY TUBE ( 0,000KG ) | CAP49 30MTR | 0.049" | CPT-CAP-49
| CAPILLARY TUBE ( 1,135KG ) (O.D 0.094) | CAP54 30MTR | 0.054" | CPT-CAP-54
| CAPILLARY TUBE ( 1,230KG ) | CAP60 30MTR | 0.059" | CPT-CAP-59
| CAPILLARY TUBE ( 1,535KG ) | CAP64 30MTR | 0.064" | CPT-CAP-64
| CAPILLARY TUBE ( 1,480KG ) (O.D 0.110) | CAP70 30MTR | 0.070" | CPT-CAP-70
| CAPILLARY TUBE ( 2,010KG ) (O.D 0.120) | CAP80 30MTR | 0.080" | CPT-CAP-80
LONGTERM | CAPILLARY TUBE ( ECERAN ) | 3 MTR | 0.026" | CPT-LT-3-26
LONGTERM | CAPILLARY TUBE ( ECERAN ) | 3 MTR | 0.028" | CPT-LT-3-28
LONGTERM | CAPILLARY TUBE ( ECERAN ) | 3 MTR | 0.031" | CPT-LT-3-31
LONGTERM | CAPILLARY TUBE ( ECERAN ) | 3 MTR | 0.036" | CPT-LT-3-36
LONGTERM | CAPILLARY TUBE ( ECERAN ) | 3 MTR | 0.042" | CPT-LT-3-42
LONGTERM | CAPILLARY TUBE ( ECERAN ) | 3 MTR | 0.049" | CPT-LT-3-49
LONGTERM | CAPILLARY TUBE ( ECERAN ) | 3 MTR | 0.054" | CPT-LT-3-54
LONGTERM | CAPILLARY TUBE ( ECERAN ) | 3 MTR | 0.059" | CPT-LT-3-59
LONGTERM | CAPILLARY TUBE ( ECERAN ) | 3 MTR | 0.064" | CPT-LT-3-64
LONGTERM | CAPILLARY TUBE ( ECERAN ) | 3 MTR | 0.070" | CPT-LT-3-70
LONGTERM | CAPILLARY TUBE ( ECERAN ) | 3 MTR | 0.080" | CPT-LT-3-80
ZERO | THERMOPLASTIC CAPILLARY HOSE | TCH-01B | 60CM | TCH-ZRO-60
ZERO | THERMOPLASTIC CAPILLARY HOSE | TCH-01B | 100CM | TCH-ZRO-100
ZERO | THERMOPLASTIC CAPILLARY HOSE | TCH-01BA-60 | 90°DEG | TCH-ZRO-6090-60
ZERO | THERMOPLASTIC CAPILLARY HOSE | TCH-01BA-100 | 90°DEG | TCH-ZRO-10090-100
E.P.C | COPPER ELBOW 45° ( C X C ) | LT54001 | 1/4" x 1/4" | ELB-E.P-14-45
E.P.C | COPPER ELBOW 45° ( C X C ) | LT54003 | 3/8" x 3/8" | ELB-E.P-38-45
E.P.C | COPPER ELBOW 45° ( C X C ) | LT54004 | 1/2" x 1/2" | ELB-E.P-12-45
E.P.C | COPPER ELBOW 45° ( C X C ) | LT54005 | 5/8" x 5/8" | ELB-E.P-58-45
E.P.C | COPPER ELBOW 45° ( C X C ) | LT54006 | 3/4" x 3/4" | ELB-E.P-34-45
E.P.C | COPPER ELBOW 45° ( C X C ) | LT54007 | 7/8" x 7/8" | ELB-E.P-78-45
E.P.C | COPPER ELBOW 45° ( C X C ) | LT54008 | 1" x 1" | ELB-E.P-1-45
E.P.C | COPPER ELBOW 45° ( C X C ) | LT54009 | 11/8" x 11/8" | ELB-E.P-118-45
E.P.C | COPPER ELBOW 45° ( C X C ) | LT54011 | 13/8" x 13/8" | ELB-E.P-138-45
E.P.C | COPPER ELBOW 45° ( C X C ) | LT54013 | 15/8" x 15/8" | ELB-E.P-158-45
E.P.C | COPPER ELBOW 45° ( C X C ) | LT54015 | 21/8" x 21/8" | ELB-E.P-218-45
E.P.C | COPPER ELBOW 45° ( C X C ) | LT54016 | 25/8" x 25/8" | ELB-E.P-258-45
E.P.C | COPPER ELBOW 45° ( C X C ) | LT54017 | 31/8" x 31/8" | ELB-E.P-318-45
E.P.C | COPPER ELBOW 45° ( C X C ) | LT54019 | 41/8" x 41/8" | ELB-E.P-418-45
E.P.C | COPPER ELBOW 90° ( C X C ) | LT81001 | 1/4" x 1/4" | ELB-E.P-14-90
E.P.C | COPPER ELBOW 90° ( C X C ) | LT81003 | 3/8" x 3/8" | ELB-E.P-38-90
E.P.C | COPPER ELBOW 90° ( C X C ) | LT81004 | 1/2" x 1/2" | ELB-E.P-12-90
E.P.C | COPPER ELBOW 90° ( C X C ) | LT81005 | 5/8" x 5/8" | ELB-E.P-58-90
E.P.C | COPPER ELBOW 90° ( C X C ) | LT81006 | 3/4" x 3/4" | ELB-E.P-34-90
E.P.C | COPPER ELBOW 90° ( C X C ) | LT81007 | 7/8" x 7/8" | ELB-E.P-78-90
E.P.C | COPPER ELBOW 90° ( C X C ) | LT81008 | 1" x 1" | ELB-E.P-1-90
E.P.C | COPPER ELBOW 90° ( C X C ) | LT81009 | 11/8" x 11/8" | ELB-E.P-118-90
E.P.C | COPPER ELBOW 90° ( C X C ) | LT81011 | 13/8" x 13/8" | ELB-E.P-138-90
E.P.C | COPPER ELBOW 90° ( C X C ) | LT81013 | 15/8" x 15/8" | ELB-E.P-158-90
E.P.C | COPPER ELBOW 90° ( C X C ) | LT81015 | 21/8" x 21/8" | ELB-E.P-218-90
E.P.C | COPPER ELBOW 90° ( C X C ) | LT81016 | 25/8" x 25/8" | ELB-E.P-258-90
E.P.C | COPPER ELBOW 90° ( C X C ) | LT81017 | 31/8" x 31/8" | ELB-E.P-318-90
E.P.C | COPPER ELBOW 90° ( C X C ) | LT81019 | 41/8" x 41/8" | ELB-E.P-418-90
LONGTERM | COPPER PIPE | 0.71MM/SWG22 | 7/8" x 5.8MTR | PIP-LT-0.71-78
LONGTERM | COPPER PIPE | 0.71MM/SWG22 | 1" x 5.8MTR | PIP-LT-0.71-1
LONGTERM | COPPER PIPE | 0.81MM/SWG21 | 11/8" x 5.8MTR | PIP-LT-0.81-118
LONGTERM | COPPER PIPE | 0.91MM/SWG20 | 13/8" x 5.8MTR | PIP-LT-0.91-138
LONGTERM | COPPER PIPE | 1.01MM/SWG19 | 15/8" x 5.8MTR | PIP-LT-1.01-158
LONGTERM | COPPER PIPE | 1.01MM/SWG19 | 21/8" x 5.8MTR | PIP-LT-1.01-218
LONGTERM | COPPER PIPE | 1.01MM/SWG19 | 25/8" x 5.8MTR | PIP-LT-1.01-258
LONGTERM | COPPER PIPE | 1.22MM/SWG18 | 25/8" x 5.8MTR | PIP-LT-1.22-258
LONGTERM | COPPER PIPE ( ECERAN ) | 0.71MM/SWG22 | 7/8" x 1MTR | PIP-LT-0.71-78-EC
LONGTERM | COPPER PIPE ( ECERAN ) | 0.71MM/SWG22 | 1" x 1MTR | PIP-LT-0.7-1-EC
LONGTERM | COPPER PIPE ( ECERAN ) | 0.81MM/SWG21 | 11/8" x 1MTR | PIP-LT-0.81-118-EC
LONGTERM | COPPER PIPE ( ECERAN ) | 0.91MM/SWG20 | 13/8" x 1MTR | PIP-LT-0.91-138-EC
LONGTERM | COPPER PIPE ( ECERAN ) | 1.01MM/SWG19 | 15/8" x 1MTR | PIP-LT-1.01-158-EC
LONGTERM | COPPER PIPE ( ECERAN ) | 1.061MM/SWG20 | 15/8" x 1MTR | PIP-LT-1.061-158-EC
LONGTERM | COPPER PIPE ( ECERAN ) | 1.01MM/SWG19 | 21/8" x 1MTR | PIP-LT-1.01-218-EC
LONGTERM | COPPER PIPE ( ECERAN ) | 1.01MM/SWG19 | 25/8" x 1MTR | PIP-LT-1.01-258-EC
E.P.C | COPPER REDUCER ( C X C ) | LT34002 | 3/8" x 1/4" | RED-E.P-LT34002
E.P.C | COPPER REDUCER ( C X C ) | LT34003 | 1/2" x 1/4" | RED-E.P-LT34003
E.P.C | COPPER REDUCER ( C X C ) | LT34005 | 1/2" x 3/8" | RED-E.P-LT34005
E.P.C | COPPER REDUCER ( C X C ) | LT34006 | 5/8" x 1/4" | RED-E.P-LT34006
E.P.C | COPPER REDUCER ( C X C ) | LT34007 | 5/8" x 3/8" | RED-E.P-LT34007
E.P.C | COPPER REDUCER ( C X C ) | LT34008 | 5/8" x 1/2" | RED-E.P-LT34008
E.P.C | COPPER REDUCER ( C X C ) | LT34009 | 3/4" x 3/8" | RED-E.P-LT34009
E.P.C | COPPER REDUCER ( C X C ) | LT34010 | 3/4" x 1/2" | RED-E.P-LT34010
E.P.C | COPPER REDUCER ( C X C ) | LT34011 | 3/4" x 5/8" | RED-E.P-LT34011
E.P.C | COPPER REDUCER ( C X C ) | LT34013 | 7/8" x 3/8" | RED-E.P-LT34013
E.P.C | COPPER REDUCER ( C X C ) | LT34014 | 7/8" x 1/2" | RED-E.P-LT34014
E.P.C | COPPER REDUCER ( C X C ) | LT34015 | 7/8" x 5/8" | RED-E.P-LT34015
E.P.C | COPPER REDUCER ( C X C ) | LT34016 | 7/8" x 3/4" | RED-E.P-LT34016
E.P.C | COPPER REDUCER ( C X C ) | LT34067 | 1" x 7/8" | RED-E.P-LT34067
E.P.C | COPPER REDUCER ( C X C ) | LT34017 | 11/8" x 3/8" | RED-E.P-LT34017
E.P.C | COPPER REDUCER ( C X C ) | LT34018 | 11/8" x 1/2" | RED-E.P-LT34018
E.P.C | COPPER REDUCER ( C X C ) | LT34019 | 11/8" x 5/8" | RED-E.P-LT34019
E.P.C | COPPER REDUCER ( C X C ) | LT34020 | 11/8" x 3/4" | RED-E.P-LT34020
E.P.C | COPPER REDUCER ( C X C ) | LT34021 | 11/8" x 7/8" | RED-E.P-LT34021
E.P.C | COPPER REDUCER ( C X C ) | LT34022 | 11/8" x 1" | RED-E.P-LT34022
E.P.C | COPPER REDUCER ( C X C ) | LT34023 | 13/8" x 3/8" | RED-E.P-LT34023
E.P.C | COPPER REDUCER ( C X C ) | LT34024 | 13/8" x 1/2" | RED-E.P-LT34024
E.P.C | COPPER REDUCER ( C X C ) | LT34025 | 13/8" x 5/8" | RED-E.P-LT34025
E.P.C | COPPER REDUCER ( C X C ) | LT34026 | 13/8" x 3/4" | RED-E.P-LT34026
E.P.C | COPPER REDUCER ( C X C ) | LT34027 | 13/8" x 7/8" | RED-E.P-LT34027
E.P.C | COPPER REDUCER ( C X C ) | LT34028 | 13/8" x 11/8" | RED-E.P-LT34028
E.P.C | COPPER REDUCER ( C X C ) | LT34029 | 15/8" x 5/8" | RED-E.P-LT34029
E.P.C | COPPER REDUCER ( C X C ) | LT34030 | 15/8" x 3/4" | RED-E.P-LT34030
E.P.C | COPPER REDUCER ( C X C ) | LT34031 | 15/8" x 7/8" | RED-E.P-LT34031
E.P.C | COPPER REDUCER ( C X C ) | LT34032 | 15/8" x 11/8" | RED-E.P-LT34032
E.P.C | COPPER REDUCER ( C X C ) | LT34033 | 15/8" x 13/8" | RED-E.P-LT34033
E.P.C | COPPER REDUCER ( C X C ) | LT34036 | 21/8" x 7/8" | RED-E.P-LT34036
E.P.C | COPPER REDUCER ( C X C ) | LT34037 | 21/8" x 11/8" | RED-E.P-LT34037
E.P.C | COPPER REDUCER ( C X C ) | LT34038 | 21/8" x 13/8" | RED-E.P-LT34038
E.P.C | COPPER REDUCER ( C X C ) | LT34039 | 21/8" x 15/8" | RED-E.P-LT34039
E.P.C | COPPER REDUCER ( C X C ) | LT34042 | 25/8" x 11/8" | RED-E.P-LT34042
E.P.C | COPPER REDUCER ( C X C ) | LT34043 | 25/8" x 13/8" | RED-E.P-LT34043
E.P.C | COPPER REDUCER ( C X C ) | LT34044 | 25/8" x 15/8" | RED-E.P-LT34044
E.P.C | COPPER REDUCER ( C X C ) | LT34045 | 25/8" x 21/8" | RED-E.P-LT34045
E.P.C | COPPER REDUCER ( C X C ) | LT34050 | 31/8" x 25/8" | RED-E.P-LT34050
E.P.C | COPPER SOCKET ( C X C ) | LT32001 | 1/4" x 1/4" | SOC-E.P-LT32001
E.P.C | COPPER SOCKET ( C X C ) | LT32003 | 3/8" x 3/8" | SOC-E.P-LT32003
E.P.C | COPPER SOCKET ( C X C ) | LT32004 | 1/2" x 1/2" | SOC-E.P-LT32004
E.P.C | COPPER SOCKET ( C X C ) | LT32005 | 5/8" x 5/8" | SOC-E.P-LT32005
E.P.C | COPPER SOCKET ( C X C ) | LT32006 | 3/4" x 3/4" | SOC-E.P-LT32006
E.P.C | COPPER SOCKET ( C X C ) | LT32007 | 7/8" x 7/8" | SOC-E.P-LT32007
E.P.C | COPPER SOCKET ( C X C ) | LT32008 | 1" x 1" | SOC-E.P-LT32008
E.P.C | COPPER SOCKET ( C X C ) | LT32009 | 11/8" x 11/8" | SOC-E.P-LT32009
E.P.C | COPPER SOCKET ( C X C ) | LT32011 | 13/8" x 13/8" | SOC-E.P-LT32011
E.P.C | COPPER SOCKET ( C X C ) | LT32013 | 15/8" x 15/8" | SOC-E.P-LT32013
E.P.C | COPPER SOCKET ( C X C ) | LT32015 | 21/8" x 21/8" | SOC-E.P-LT32015
E.P.C | COPPER SOCKET ( C X C ) | LT32016 | 25/8" x 25/8" | SOC-E.P-LT32016
E.P.C | COPPER SOCKET ( C X C ) | LT32017 | 31/8" x 31/8" | SOC-E.P-LT32017
E.P.C | COPPER SOCKET ( C X C ) | LT32019 | 41/8" x 41/8" | SOC-E.P-LT32019
E.P.C | COPPER TEE BOW ( C X C X C ) | LT61001 | 1/4" x 1/4" x 1/4" | TEE-E.P-LT61001
E.P.C | COPPER TEE BOW ( C X C X C ) | LT61003 | 3/8" x 3/8" x 3/8" | TEE-E.P-LT61003
E.P.C | COPPER TEE BOW ( C X C X C ) | LT61004 | 1/2" x 1/2" x 1/2" | TEE-E.P-LT61004
E.P.C | COPPER TEE BOW ( C X C X C ) | LT61005 | 5/8" x 5/8" x 5/8" | TEE-E.P-LT61005
E.P.C | COPPER TEE BOW ( C X C X C ) | LT61006 | 3/4" x 3/4" x 3/4" | TEE-E.P-LT61006
E.P.C | COPPER TEE BOW ( C X C X C ) | LT61007 | 7/8" x 7/8" x 7/8" | TEE-E.P-LT61007
E.P.C | COPPER TEE BOW ( C X C X C ) | LT61008 | 1" x 1" x 1" | TEE-E.P-LT61008
E.P.C | COPPER TEE BOW ( C X C X C ) | LT61009 | 11/8"x11/8"x11/8" | TEE-E.P-LT61009
E.P.C | COPPER TEE BOW ( C X C X C ) | LT61011 | 13/8"x13/8"x13/8" | TEE-E.P-LT61011
E.P.C | COPPER TEE BOW ( C X C X C ) | LT61013 | 15/8"x15/8"x15/8" | TEE-E.P-LT61013
E.P.C | COPPER TEE BOW ( C X C X C ) | LT61015 | 21/8"x21/8"x21/8" | TEE-E.P-LT61015
E.P.C | COPPER TEE BOW ( C X C X C ) | LT61016 | 25/8"x25/8"x25/8" | TEE-E.P-LT61016
E.P.C | COPPER TEE BOW ( C X C X C ) | LT61017 | 31/8"x31/8"x31/8" | TEE-E.P-LT61017
E.P.C | COPPER TEE BOW ( C X C X C ) | LT61019 | 41/8"x41/8"x41/8" | TEE-E.P-LT61019
E.P.C | COPPER TEE BOW ( C X C X C ) | LT61104 | 3/8" x 5/8" x 3/8" | TEE-E.P-LT61104
E.P.C | COPPER U BEND | UB-1/4 | 1/4" x 1/4" | UB-E.P-UB-14
E.P.C | COPPER U BEND | UB-3/8 | 3/8" x 3/8" | UB-E.P-UB-38
E.P.C | COPPER U BEND | UB-1/2 | 1/2" x 1/2" | UB-E.P-UB-12
E.P.C | COPPER U BEND | UB-5/8 | 5/8" x 5/8" | UB-E.P-UB-58
LONGTERM | COPPER TUBE SET | INS 9MM 30MTR | 1/4"x0.43+3/8"x0.46 | SET-LT-1438
LONGTERM | COPPER TUBE SET | INS 9MM 30MTR | 1/4"x0.43+1/2"x0.51 | SET-LT-1412
ZERO | COPPER TUBE SET | INS 10MM 30MTR | 1/4"x0.61+3/8"x0.61 | SET-ZRO-1438
ZERO | COPPER TUBE SET | INS 10MM 30MTR | 1/4"x0.61+1/2"x0.61 | SET-ZRO-1412
ZERO | COPPER TUBE SET | INS 10MM 30MTR | 1/4"x0.61+5/8"x0.71 | SET-ZRO-1458
ZERO | COPPER TUBE SET | INS 10MM 30MTR | 3/8"x0.61+5/8"x0.71 | SET-ZRO-3858
PREMIUM | COPPER TUBE SET | INS 10MM 30MTR | 1/4"x0.76+3/8"x0.81 | SET-PRE-1438
PREMIUM | COPPER TUBE SET | INS 10MM 30MTR | 1/4"x0.76+1/2"x0.81 | SET-PRE-1412
LONGTERM | COPPER TUBE SET ( ECERAN ) | INS 9MM 1MTR | 1/4"x0.43+3/8"x0.46 | SET-LT-1438-EC
LONGTERM | COPPER TUBE SET ( ECERAN ) | INS 9MM 1MTR | 1/4"x0.43+1/2"x0.51 | SET-LT-1412-EC
ZERO | COPPER TUBE SET ( ECERAN ) | INS 10MM 1MTR | 1/4"x0.61+3/8"x0.61 | SET-ZRO-1438-EC
ZERO | COPPER TUBE SET ( ECERAN ) | INS 10MM 1MTR | 1/4"x0.61+1/2"x0.61 | SET-ZRO-1412-EC
ZERO | COPPER TUBE SET ( ECERAN ) | INS 10MM 1MTR | 1/4"x0.61+5/8"x0.71 | SET-ZRO-1458-EC
ZERO | COPPER TUBE SET ( ECERAN ) | INS 10MM 1MTR | 3/8"x0.61+5/8"x0.71 | SET-ZRO-3858-EC
PREMIUM | COPPER TUBE SET ( ECERAN ) | INS 10MM 1MTR | 1/4"x0.76+3/8"x0.81 | SET-PRE-1438-EC
PREMIUM | COPPER TUBE SET ( ECERAN ) | INS 10MM 1MTR | 1/4"x0.76+1/2"x0.81 | SET-PRE-1412-EC
LONGTERM | COPPER TUBE | 0.51MM SWG25 | 1/4" x 15MTR | TUB-LT-0.51-14
LONGTERM | COPPER TUBE | 0.61MM SWG23 | 1/4" x 15MTR | TUB-LT-0.61-14
LONGTERM | COPPER TUBE | 0.71MM SWG22 | 1/4" x 15MTR | TUB-LT-0.71-14
LONGTERM | COPPER TUBE | 0.81MM SWG21 | 1/4" x 15MTR | TUB-LT-0.81-14
LONGTERM | COPPER TUBE | 1.01MM SWG19 | 1/4" x 15MTR | TUB-LT-1.01-14
LONGTERM | COPPER TUBE | 0.51MM SWG25 | 3/8" x 15MTR | TUB-LT-0.51-38
LONGTERM | COPPER TUBE | 0.61MM SWG23 | 3/8" x 15MTR | TUB-LT-0.61-38
LONGTERM | COPPER TUBE | 0.71MM SWG22 | 3/8" x 15MTR | TUB-LT-0.71-38
LONGTERM | COPPER TUBE | 0.81MM SWG21 | 3/8" x 15MTR | TUB-LT-0.81-38
LONGTERM | COPPER TUBE | 1.01MM SWG19 | 3/8" x 15MTR | TUB-LT-1.01-38
LONGTERM | COPPER TUBE | 0.61MM SWG23 | 1/2" x 15MTR | TUB-LT-0.61-12
LONGTERM | COPPER TUBE | 0.71MM SWG22 | 1/2" x 15MTR | TUB-LT-0.71-12
LONGTERM | COPPER TUBE | 0.81MM SWG21 | 1/2" x 15MTR | TUB-LT-0.81-12
LONGTERM | COPPER TUBE | 1.01MM SWG19 | 1/2" x 15MTR | TUB-LT-1.01-12
LONGTERM | COPPER TUBE | 0.61MM SWG23 | 5/8" x 15MTR | TUB-LT-0.61-58
LONGTERM | COPPER TUBE | 0.71MM SWG22 | 5/8" x 15MTR | TUB-LT-0.71-58
LONGTERM | COPPER TUBE | 0.81MM SWG21 | 5/8" x 15MTR | TUB-LT-0.81-58
LONGTERM | COPPER TUBE | 1.01MM SWG19 | 5/8" x 15MTR | TUB-LT-1.01-58
LONGTERM | COPPER TUBE | 0.61MM SWG23 | 3/4" x 15MTR | TUB-LT-0.61-34
LONGTERM | COPPER TUBE | 0.71MM SWG22 | 3/4" x 15MTR | TUB-LT-0.71-34
LONGTERM | COPPER TUBE | 0.91MM SWG20 | 3/4" x 15MTR | TUB-LT-0.91-34
LONGTERM | COPPER TUBE | 1.01MM SWG19 | 3/4" x 15MTR | TUB-LT-1.01-34
LONGTERM | COPPER TUBE ( ECERAN ) | 0.61MM SWG23 | 1/4" x 1 MTR | TUB-LT-0.61-14-EC
LONGTERM | COPPER TUBE ( ECERAN ) | 0.51MM SWG25 | 3/8" x 1 MTR | TUB-LT-0.51-38-EC
LONGTERM | COPPER TUBE ( ECERAN ) | 0.61MM SWG23 | 3/8" x 1 MTR | TUB-LT-0.61-38-EC
LONGTERM | COPPER TUBE ( ECERAN ) | 0.61MM SWG23 | 1/2" x 1 MTR | TUB-LT-0.61-12-EC
LONGTERM | COPPER TUBE ( ECERAN ) | 0.61MM SWG23 | 5/8" x 1 MTR | TUB-LT-0.61-58-EC
LONGTERM | COPPER TUBE ( ECERAN ) | 0.61MM SWG23 | 3/4" x 1 MTR | TUB-LT-0.61-34-EC
LONGTERM | COPPER TUBE ( ECERAN ) | 0.71MM SWG22 | 3/4" x 1 MTR | TUB-LT-0.71-34-EC
ALL TEMP | MED UNIT COOLER ( 220V-Φ350*2 ) | DL-3.0/15 | 1.5HP - Φ350*2 | MED-ALL-DL315
ALL TEMP | MED UNIT COOLER ( 220V-Φ350*3 ) | DL-5.0/25 | 2.5HP - Φ350*3 | MED-ALL-DL525
ALL TEMP | MED UNIT COOLER ( 220V-Φ400*2 ) | DL-8.0/40 | 4.5HP - Φ400*2 | MED-ALL-DL840
ALL TEMP | MED UNIT COOLER ( 220V-Φ400*2 ) | DL-11.2/55 | 5.5HP - Φ400*2 | MED-ALL-DL11255
ALL TEMP | LOW UNIT COOLER ( 220V-350*1 ) | DD-1.3/7 | 1.5HP - Φ350*1 | LOW-ALL-DD137
ALL TEMP | LOW UNIT COOLER ( 220V-350*2 ) | DD-2.8/15 | 2.5HP - Φ350*2 | LOW-ALL-DD2815
ALL TEMP | LOW UNIT COOLER ( 220V-350*3 ) | DD-3.7/22 | 3HP - Φ350*3 | LOW-ALL-DD3722
ALL TEMP | LOW UNIT COOLER ( 220V-400*2 ) | DD-5.6/30 | 6HP - Φ400*2 | LOW-ALL-DD5630
ALL TEMP | LOW UNIT COOLER ( 220V-400*2 ) | DD-7.5/40 | 7.5HP - Φ400*2 | LOW-ALL-DD7540
ALL TEMP | LOW UNIT COOLER ( 380V-500*2 ) | DD-11.2/60 | 11HP - Φ500*2 | LOW-ALL-DD11260
ALL TEMP | LOW UNIT COOLER ( 220V-500*2 ) | DD-14.9/80 | 15HP - Φ500*2 | LOW-ALL-DD14980-2
ALL TEMP | LOW UNIT COOLER ( 380V-500*2 ) | DD-14.9/80 | 15HP - Φ500*3 | LOW-ALL-DD14980-3
ALL TEMP | LOW UNIT COOLER ( 220V-500*2 ) | DD-18.7/100 | 19HP - Φ500*3 | LOW-ALL-DD187100
EDEN | MEDIUM TEMP EVAPORATOR | FEM-1430 NS | 7.5HP - Φ300*4 | MED-EDE-FEM-1430
LONGTERM | MED/LOW UNIT COOLER P-42CM | DE-0.47/2.5 | 1/4 - 1/3HP Ф200*1 | MDLW-LT-DE47
LONGTERM | MED/LOW UNIT COOLER P-72CM | DE-0.93/5.0 | 1/2 - 3/4HP Ф200*2 | MDLW-LT-DE93
LONGTERM | MED/LOW UNIT COOLER P-102CM | DE-1.4/7.5 | 3/4 - 1HP Ф200*3 | MDLW-LT-DE14
LONGTERM | MED/LOW UNIT COOLER P-135CM | DE-1.9/105 | 1 - 1,5HP Ф200*4 | MDLW-LT-DE19
TEM | MED UNIT COOLER (133CM*63CM) | TEM-H-8.0/40 | 4.5HP - Ф400*2 | MED-TEM-80
TEM | MED UNIT COOLER (160CM*63CM) | TEM-H-11.2/55 | 5.5HP - Ф400*2 | MED-TEM-112
EMERSON | EXPANSION VALVE (EQUA ¼") R22 | TCLE3HW100 | IN=1/2" OUT=5/8" | XVL-EME-TCLE3HW100
EMERSON | EXPANSION VALVE (EQUA ¼") R22 | TCLE5HW100 | IN=1/2" OUT=5/8" | XVL-EME-TCLE5HW100
EMERSON | EXPANSION VALVE (EQUA ¼") R22 | TCLE7.5HW100 | IN=1/2" OUT=5/8" | XVL-EME-TCLE7.5HW100
EMERSON | EXPANSION VALVE (EQUA ¼") R22 | TCLE10HW100 | IN=1/2" OUT=5/8" | XVL-EME-TCLE10HW100
EMERSON | EXPANSION VALVE (EQUA ¼") R22 | TCLE12HW100 | IN=1/2" OUT=5/8" | XVL-EME-TCLE12HW100
EMERSON | EXPANSION VALVE (EQUA ¼") R22 | TJLE14HW100 | IN=5/8" OUT=7/8" | XVL-EME-TJLE14HW100
EMERSON | EXPANSION VALVE (EQUA ¼") R22 | TJRE18HW100 | IN=7/8" OUT=1-1/8" | XVL-EME-TJRE18HW100
EMERSON | EXPANSION VALVE (EQUA ¼") R22 | TER22HW100 | IN=7/8" OUT=1-1/8" | XVL-EME-TER22HW100
EMERSON | EXPANSION VALVE (EQUA ¼") R22 | TER26HW100 | IN=7/8" OUT=1-1/8" | XVL-EME-TER26HW100
EMERSON | EXPANSION VALVE (EQUA ¼") R22 | TER35HW100 | IN=7/8" OUT=1-1/8" | XVL-EME-TER35HW100
EMERSON | EXPANSION VALVE (EQUA ¼") R22 | TER45HW100 | IN=7/8" OUT=1-1/8" | XVL-EME-TER45HW100
EMERSON | EXPANSION VALVE (EQUA ¼") R22 | TRAE+20HW100 | IN=7/8" OUT=1-1/8" | XVL-EME-TRAE20HW100
EMERSON | EXPANSION VALVE (EQUA ¼") R22 | TRAE+30HW100 | IN=7/8" OUT=1-1/8" | XVL-EME-TRAE30HW100
EMERSON | EXPANSION VALVE (EQUA ¼") R22 | TRAE+40HW100 | IN=1-1/8" OUT=1-3/8" | XVL-EME-TRAE40HW100
EMERSON | EXPANSION VALVE (EQUA ¼") R22 | TRAE 50HW100 | IN=1-1/8" OUT=1-3/8" | XVL-EME-TRAE50HW100
EMERSON | EXPANSION VALVE (EQUA ¼") R22 | TRAE 60HW100 | IN=1-1/8" OUT=1-3/8" | XVL-EME-TRAE60HW100
EMERSON | EXPANSION VALVE (EQUA ¼") R22 | TRAE 70HW100 | IN=1-1/8" OUT=1-3/8" | XVL-EME- TRAE70HW100
DANFOSS | DENMARK EXP VALVE R12 | TF 2 | 068Z3202 | XVL-DAN-TF2
DANFOSS | DENMARK EXP VALVE R134a | TN 2 | 068Z3346 | XVL-DAN-TN2
DANFOSS | DENMARK EXP VALVE R22/R407C | TX 2 | 068Z3206 | XVL-DAN-TX2
DANFOSS | DENMARK EXP VALVE R404A/R507 | TS 2 | 068Z3400 | XVL-DAN-TS2
DANFOSS | DENMARK EXP VALVE R12 | TEF 2 | 068Z3204 | XVL-DAN-TEF2
DANFOSS | DENMARK EXP VALVE R134a | TEN 2 | 068Z3348 | XVL-DAN-TEN2
DANFOSS | DENMARK EXP VALVE R22/R407C | TEX 2 | 068Z3209 | XVL-DAN-TEX2
DANFOSS | DENMARK EXP VALVE R404A/R507 | TES 2 | 068Z3403 | XVL-DAN-TES2
DANFOSS | CHINA EXP VALVE R134a | TEN 5 | 067B3297 | XVL-DAN-TEN5
DANFOSS | CHINA EXP VALVE R22/R407C | TEX 5 | 067B3250 | XVL-DAN-TEX5
DANFOSS | CHINA EXP VALVE R404A/507 | TES 5 | 067B3342 | XVL-DAN-TES5
DANFOSS | CHINA EXP VALVE R134a | TEN 12 | 067B3232 | XVL-DAN-TEN12
DANFOSS | CHINA EXP VALVE R22/R407C | TEX 12 | 067B3210 | XVL-DAN-TEX12
DANFOSS | CHINA EXP VALVE R404A/507 | TES 12 | 067B3347 | XVL-DAN-TES12
DANFOSS | CHINA EXP VALVE R134a | TEN 20 | 067B3292 | XVL-DAN-TEN20
DANFOSS | CHINA EXP VALVE R22/R407C | TEX 20 | 067B3274 | XVL-DAN-TEX20
DANFOSS | CHINA EXP VALVE R404A/507 | TES 20 | 067B3352 | XVL-DAN-TES20
DANFOSS | CHINA EXP VALVE R134a | TEN 55 | 067G3222 | XVL-DAN-TEN55
DANFOSS | CHINA EXP VALVE R22/R407C | TEX 55 | 067G3205 | XVL-DAN-TEX55
DANFOSS | CHINA EXP VALVE R404A/507 | TES 55 | 067G3302 | XVL-DAN-TES55
SANHUA | EXPANSION VALVE | RFKH03-4.8-21 | R134a | XVL-SAN-RFKH03-4.8-21
SANHUA | EXPANSION VALVE | RFKH04-2.9-23 | R404A/R507 | XVL-SAN-RFKH04-2.9-23
SANHUA | EXPANSION VALVE ( EQUA ¼" ) | RFKH03E-4.8-15 | R134a | XVL-SAN-RFKH03E-4.8-15
SANHUA | EXPANSION VALVE ( EQUA ¼" ) | RFKH04E-2.9-19 | R404A/R507 | XVL-SAN-RFKH04E-2.9-19
DANFOSS | DENMARK ORIFICE FOR TYPE T/TE2 | NO. 0X | 068-2002 | ORI-DAN-TTE2-0X
DANFOSS | DENMARK ORIFICE FOR TYPE T/TE2 | NO. 00 | 068-2003 | ORI-DAN-TTE2-0
DANFOSS | DENMARK ORIFICE FOR TYPE T/TE2 | NO. 01 | 068-2010 | ORI-DAN-TTE2-1
DANFOSS | DENMARK ORIFICE FOR TYPE T/TE2 | NO. 02 | 068-2015 | ORI-DAN-TTE2-2
DANFOSS | DENMARK ORIFICE FOR TYPE T/TE2 | NO. 03 | 068-2006 | ORI-DAN-TTE2-3
DANFOSS | DENMARK ORIFICE FOR TYPE T/TE2 | NO. 04 | 068-2007 | ORI-DAN-TTE2-4
DANFOSS | DENMARK ORIFICE FOR TYPE T/TE2 | NO. 05 | 068-2008 | ORI-DAN-TTE2-5
DANFOSS | DENMARK ORIFICE FOR TYPE T/TE2 | NO. 06 | 068-2009 | ORI-DAN-TTE2-6
DANFOSS | CHINA ORIFICE FOR TYPE TE5 | NO. 0.5 | 067B2788 | ORI-DAN-TE5-0.5
DANFOSS | CHINA ORIFICE FOR TYPE TE5 | NO. 01 | 067B2789 | ORI-DAN-TE5-1
DANFOSS | CHINA ORIFICE FOR TYPE TE5 | NO. 02 | 067B2790 | ORI-DAN-TE5-2
DANFOSS | CHINA ORIFICE FOR TYPE TE5 | NO. 03 | 067B2791 | ORI-DAN-TE5-3
DANFOSS | CHINA ORIFICE FOR TYPE TE5 | NO. 04 | 067B2792 | ORI-DAN-TE5-4
DANFOSS | CHINA ORIFICE FOR TYPE TE12 | NO. 05 | 067B2708 | ORI-DAN-TE12-5
DANFOSS | CHINA ORIFICE FOR TYPE TE12 | NO. 06 | 067B2709 | ORI-DAN-TE12-6
DANFOSS | CHINA ORIFICE FOR TYPE TE12 | NO. 07 | 067B2710 | ORI-DAN-TE12-7
DANFOSS | CHINA ORIFICE FOR TYPE TE20 | NO. 08 | 067B2771 | ORI-DAN-TE20-8
DANFOSS | CHINA ORIFICE FOR TYPE TE20 | NO. 09 | 067B2773 | ORI-DAN-TE20-9
DANFOSS | CHINA ORIFICE FOR TYPE TE55 | NO. 10 | 067G2701 | ORI-DAN-TE55-10
DANFOSS | CHINA ORIFICE FOR TYPE TE55 | NO. 11 | 067G2704 | ORI-DAN-TE55-11
DANFOSS | CHINA ORIFICE FOR TYPE TE55 | NO. 12 | 067G2707 | ORI-DAN-TE55-12
DANFOSS | CHINA ORIFICE FOR TYPE TE55 | NO. 13 | 067G2710 | ORI-DAN-TE55-13
SANHUA | SANHUA ORIFICE | RFKH-023-01 | NO. 01 | ORI-SAN-RFKH-23-1
SANHUA | SANHUA ORIFICE | RFKH-023-02 | NO. 02 | ORI-SAN-RFKH-23-2
SANHUA | SANHUA ORIFICE | RFKH-023-03 | NO. 03 | ORI-SAN-RFKH-23-3
SANHUA | SANHUA ORIFICE | RFKH-023-04 | NO. 04 | ORI-SAN-RFKH-23-4
SANHUA | SANHUA ORIFICE | RFKH-023-05 | NO. 05 | ORI-SAN-RFKH-23-5
SANHUA | SANHUA ORIFICE | RFKH-023-06 | NO. 06 | ORI-SAN-RFKH-23-6
DANFOSS | VALVE BODY FOR TYPE TE5 | SOLDER 1/2"x5/8" | 067B4009 | VLB-DAN-067B4009
DANFOSS | VALVE BODY FOR TYPE TE5 | SOLDER 5/8"x7/8" | 067B4011 | VLB-DAN-067B4011
DANFOSS | VALVE BODY FOR TYPE TE5 | FLARE 1/2"x5/8" | 067B4013 | VLB-DAN-067B4013
DANFOSS | VALVE BODY FOR TE12 & TE20 | SOLDER 7/8"x11/8" | 067B4023 | VLB-DAN-067B4023
DANFOSS | VALVE BODY FOR TYPE TE55 | SOLDER 11/8"x13/8" | 067G4004 | VLB-DAN-067G4004
EBM | AXIAL FAN MOTOR ( 1~ ) 220V | S4E300-AR26-87 | 12" ( 300MM ) | AXL-EBM-S4E-300
EBM | AXIAL FAN MOTOR ( 1~ ) 220V | S4E350-AN19-81 | 14" ( 350MM ) | AXL-EBM-S4E-350
EBM | AXIAL FAN MOTOR ( 1~ ) 220V | S4E400-AP02-42 | 16" ( 400MM ) | AXL-EBM-S4E-400
EBM | AXIAL FAN MOTOR ( 1~ ) 220V | S4E450-AO09-01 | 18" ( 450MM ) | AXL-EBM-S4E-450
EBM | AXIAL FAN MOTOR ( 3~ ) 380V | S4D350-AN08-36 | 14" ( 350MM ) | AXL-EBM-S4D-350
EBM | AXIAL FAN MOTOR ( 3~ ) 380V | S4D400-AP12-37 | 16" ( 400MM ) | AXL-EBM-S4D-400
EBM | AXIAL FAN MOTOR ( 3~ ) 380V | S4D450-AO14-01 | 18" ( 450MM ) | AXL-EBM-S4D-450
EBM | AXIAL FAN MOTOR ( 3~ ) 380V | S4D500-AD03-01 | 20" ( 500MM ) | AXL-EBM-S4D-500
EBM | AXIAL FAN MOTOR ( 3~ ) 380V | S4D630-AR01-01 | 25" ( 630MM ) | AXL-EBM-S4D-630
LONGTERM | AXIAL FAN MOTOR ( 1~ ) 220V | LTF4E-200-50 | 8" ( 200MM ) | AXL-LT-LTF4E-200
LONGTERM | AXIAL FAN MOTOR ( 1~ ) 220V | LTF4E-250-50 | 10" ( 250MM ) | AXL-LT-LTF4E-250
LONGTERM | AXIAL FAN MOTOR ( 1~ ) 220V | LTF4E-300-50 | 12" ( 300MM ) | AXL-LT-LTF4E-300
LONGTERM | AXIAL FAN MOTOR ( 1~ ) 220V | LTF4E-350-50 | 14" ( 350MM ) | AXL-LT-LTF4E-350
LONGTERM | AXIAL FAN MOTOR ( 1~ ) 220V | LTF4E-400-50 | 16" ( 400MM ) | AXL-LT-LTF4E-400
LONGTERM | AXIAL FAN MOTOR ( 1~ ) 220V | LTF4E-450-50 | 18" ( 450MM ) | AXL-LT-LTF4E-450
LONGTERM | AXIAL FAN MOTOR ( 3~ ) 380V | LTF4D-350-50 | 14" ( 350MM ) | AXL-LT-LTF4D-350
LONGTERM | AXIAL FAN MOTOR ( 3~ ) 380V | LTF4D-400-50 | 16" ( 400MM ) | AXL-LT-LTF4D-400
LONGTERM | AXIAL FAN MOTOR ( 3~ ) 380V | LTF4D-450-50 | 18" ( 450MM ) | AXL-LT-LTF4D-450
LONGTERM | AXIAL FAN MOTOR ( 3~ ) 380V | LTF4D-500-50 | 20" ( 500MM ) | AXL-LT-LTF4D-500
LONGTERM | AXIAL FAN MOTOR ( 3~ ) 380V | LTF4D-600-50 | 24" ( 600MM ) | AXL-LT-LTF4D-600
LONGTERM | AXIAL FAN MOTOR ( 3~ ) 380V | LTF4D-630-50 | 25" ( 630MM ) | AXL-LT-LTF4D-630
ZIEHL-ABG | AXIAL FAN MOTOR ( 1~ ) 230V | FN040-4EK.0F.V7P2 | 16" ( 400MM ) | AXL-ZIE-FN040
ZIEHL-ABG | AXIAL FAN MOTOR ( 3~ ) 400V | FN045-VDK.2F.V7P2 | 18" ( 450MM ) | AXL-ZIE-FN045
ZIEHL-ABG | AXIAL FAN MOTOR ( 3~ ) 380V | FN050-VDK-41.V7 | 20" ( 500MM ) | AXL-ZIE-FN050
LONGTERM | FAN MOTOR ( REFRIGERATOR ) 220V | 2J01289B-2 | Φ4~0.085A~8W~CCW | KMTR-LT-2J01289B
LONGTERM | FAN MOTOR ( REFRIGERATOR ) 220V | IS-3210ARCB-2 | Φ3.17~0.1A~10W~CCW | KMTR-LT-3210ARCB
LONGTERM | FAN MOTOR ( REFRIGERATOR ) 220V | IS-3210DWNFO | Φ3.17~0.1A~10W-CCW | KMTR-LT-3210DWNFO
LONGTERM | FAN MOTOR ( REFRIGERATOR ) 220V | IS-3210SNPSA | Φ3.17~0.08A~8W-CW | KMTR-LT-3210SNPSA
LONGTERM | FAN MOTOR ( REFRIGERATOR ) 220V | MA-61103D-2Z | ΦXXX~0.06A~6W~CW | KMTR-LT-61103D
LONGTERM | FAN MOTOR ( REFRIGERATOR ) 220V | MH-07BCF-TJA5 | ΦXXX~0.065A~7W~CW | KMTR-LT-07BCF
LONGTERM | FAN MOTOR ( REFRIGERATOR ) 220V | NA-09BA-2 | Φ3.17~0.08A~6.5W~CCW | KMTR-LT-09BA
LONGTERM | FAN MOTOR ( REFRIGERATOR ) 220V | NA-14AB-2 | Φ3.17~0.085A~8.5W~CCW | KMTR-LT-14AB
LONGTERM | FAN MOTOR ( REFRIGERATOR ) 220V | RE-01WT52 | Φ4~0.085A~8W~CW | KMTR-LT-01WT52
LONGTERM | FAN MOTOR ( REFRIGERATOR ) 220V | RF-01WTB | Φ4~0.08A~8W~CW | KMTR-LT-01WTB
LONGTERM | FAN MOTOR ( REFRIGERATOR ) 220V | SB44ASE057-CCW | Φ3.17~0.14A~12W-CW | KMTR-LT-SB44ASE057
LONGTERM | FAN MOTOR ( REFRIGERATOR ) 220V | SCYJF607A | Φ3.17~0.065A~7W~CW | KMTR-LT-SCYJF607A
SUPCO | FAN MOTOR ( REFRIGERATOR ) 220V | SM/EM-672 |  | KMTR-SUP-SM/EM-672
EBM | FAN MOTOR | M4Q-045-BD01-A4 | 29/5W | FMTR-EBM-BD01
EBM | FAN MOTOR | M4Q-045-CA03-A4 | 36/10W | FMTR-EBM-CA03
EBM | FAN MOTOR | M4Q-045-CF01-A4 | 60/16W | FMTR-EBM-CF01
EBM | FAN MOTOR | M4Q-045-DA01-A4 | 70/18W | FMTR-EBM-DA01
EBM | FAN MOTOR | M4Q-045-EA01-A4 | 90/25W | FMTR-EBM-EA01
EBM | FAN MOTOR | M4Q-045-EF01-A4 | 110/34W | FMTR-EBM-M4Q
ELCO | FAN MOTOR | NET4T25PVN002 | 25/100W | FMTR-ELC-NET4T25PVN002
ELCO | FAN MOTOR | NET4T34PVN002 | 34/120W | FMTR-ELC-NET4T34PVN002
KULTHORN | FAN MOTOR | KJA2R4712 | 20WATT | FMTR-KUL-KJA2R4712
LONGTERM | FAN MOTOR | LTF5-220-50 | 5/29W | FMTR-LT-LTF5-220-50
LONGTERM | FAN MOTOR | LTF10-220-50 | 10/36W | FMTR-LT-LTF10-220-50
LONGTERM | FAN MOTOR | LTF16-220-50 | 16/60W | FMTR-LT-LTF16-220-50
LONGTERM | FAN MOTOR | LTF25-220-50 | 25/95W | FMTR-LT-LTF25-220-50
WEIGUANG | FAN MOTOR | YZF5-13 | 5/29W | FMTR-WEI-YZF5-13
WEIGUANG | FAN MOTOR | YZF10-20 | 10/36W | FMTR-WEI-YZF10-20
WEIGUANG | FAN MOTOR | YZF16-25 | 16/70W | FMTR-WEI-YZF16-25
WEIGUANG | FAN MOTOR | YZF18-30 | 18/70W | FMTR-WEI-YZF18-30
WEIGUANG | FAN MOTOR | YZF25-40 | 25/90W | FMTR-WEI-YZF25-40
WEIGUANG | FAN MOTOR | YZF34-45 | 34/110W | FMTR-WEI-YZF34-45
LONGTERM | ALUMINIUM FAN BLADE | AFB-150 | 6" | FBLD-LT-AFB-150
LONGTERM | ALUMINIUM FAN BLADE | AFB-170 | 6.5" | FBLD-LT-AFB-170
LONGTERM | ALUMINIUM FAN BLADE | AFB-200 | 8" | FBLD-LT-AFB-200
LONGTERM | ALUMINIUM FAN BLADE | AFB-230 | 9" | FBLD-LT-AFB-230
LONGTERM | ALUMINIUM FAN BLADE | AFB-240 | 9,5" | FBLD-LT-AFB-240
LONGTERM | ALUMINIUM FAN BLADE | AFB-250 | 10" | FBLD-LT-AFB-250
LONGTERM | ALUMINIUM FAN BLADE | AFB-300 | 12" | FBLD-LT-AFB-300
LONGTERM | FILTER AC KOSONG | 1/4"+(2Wayx1/8") | Φ19MM L80 | FILK-LT-8-21
LONGTERM | FILTER AC KOSONG | 1/4"+(1Wayx1/8") | Φ19MM L100 | FILK-LT-10-11
LONGTERM | FILTER AC KOSONG | 1/4"+(2Wayx1/8") | Φ19MM L100 | FILK-LT-10-21
LONGTERM | FILTER AC KOSONG | 3/8"+(2Wayx1/8") | Φ25.4MM L135 | FILK-LT-30-21
LONGTERM | FILTER ISI FOR KULKAS (8G) | 1/4"+(2Wayx1/8") | Φ19MM L80 | FILI-LT-8-21
LONGTERM | FILTER ISI FOR KULKAS (10G) | 1/4"+(1Wayx1/8") | Φ19MM L100 | FILI-LT-10-11
LONGTERM | FILTER ISI FOR KULKAS (10G) | 1/4"+(2Wayx1/8") | Φ19MM L100 | FILI-LT-10-21
LONGTERM | FILTER ISI FOR KULKAS (30G) | 3/8"+(2Wayx1/8") | Φ25.4MM L135 | FILI-LT-30-21
S' ONE | AIR FILTER BUSA ( PUTIH ) | ISA20-1M-10M | 20MM*1M*10M | FILB-BUSA
CASTEL | FILTER DRIER | DF303/2 | 1/4" x 1/4" | FILD-CST-DF3032
CASTEL | FILTER DRIER | DF305/2 | 1/4" x 1/4" | FILD-CST-DF3052
CASTEL | FILTER DRIER | DF305/3 | 3/8" x 3/8" | FILD-CST-DF3053
CASTEL | FILTER DRIER | DF308/3 | 3/8" x 3/8" | FILD-CST-DF3083
CASTEL | FILTER DRIER | DF316/3 | 3/8" x 3/8" | FILD-CST-DF3163
CASTEL | FILTER DRIER | DF308/4 | 1/2" x 1/2" | FILD-CST-DF3084
CASTEL | FILTER DRIER | DF316/4 | 1/2" x 1/2" | FILD-CST-DF3164
CASTEL | FILTER DRIER | DF330/4 | 1/2" x 1/2" | FILD-CST-DF3304
CASTEL | FILTER DRIER | DF316/5 | 5/8" x 5/8" | FILD-CST-DF3165
CASTEL | FILTER DRIER | DF330/5 | 5/8" x 5/8" | FILD-CST-DF3305
CASTEL | FILTER DRIER | DF330/6 | 3/4" x 3/4" | FILD-CST-DF3306
EMERSON | FILTER DRIER #1 | EK-032 | 1/4" x 1/4" | FILD-EME-EK032
EMERSON | FILTER DRIER #1 | EK-052 | 1/4" x 1/4" | FILD-EME-EK052
EMERSON | FILTER DRIER #1 | EK-053 | 3/8" x 3/8" | FILD-EME-EK053
EMERSON | FILTER DRIER #1 | EK-083 | 3/8" x 3/8" | FILD-EME-EK083
EMERSON | FILTER DRIER #1 | EK-163 | 3/8" x 3/8" | FILD-EME-EK163
EMERSON | FILTER DRIER #1 | EK-084 | 1/2" x 1/2" | FILD-EME-EK084
EMERSON | FILTER DRIER #1 | EK-164 | 1/2" x 1/2" | FILD-EME-EK164
EMERSON | FILTER DRIER #1 | EK-304 | 1/2" x 1/2" | FILD-EME-EK304
EMERSON | FILTER DRIER #1 | EK-165 | 5/8" x 5/8" | FILD-EME-EK165
EMERSON | FILTER DRIER #1 | EK-305 | 5/8" x 5/8" | FILD-EME-EK305
EMERSON | FILTER DRIER #1 | EK-306 | 3/4" x 3/4" | FILD-EME-EK306
J/B | FILTER DRIER | SEK-032 | 1/4" x 1/4" | FILD-J/B-SEK-32
J/B | FILTER DRIER | SEK-052 | 1/4" x 1/4" | FILD-J/B-SEK-52
J/B | FILTER DRIER | SEK-053 | 3/8" x 3/8" | FILD-J/B-SEK-53
J/B | FILTER DRIER | SEK-083 | 3/8" x 3/8" | FILD-J/B-SEK-83
J/B | FILTER DRIER | SEK-163 | 3/8" x 3/8" | FILD-J/B-SEK-163
J/B | FILTER DRIER | SEK-084 | 1/2" x 1/2" | FILD-J/B-SEK-84
J/B | FILTER DRIER | SEK-164 | 1/2" x 1/2" | FILD-J/B-SEK-164
J/B | FILTER DRIER | SEK-304 | 1/2" x 1/2" | FILD-J/B-SEK-304
J/B | FILTER DRIER | SEK-165 | 5/8" x 5/8" | FILD-J/B-SEK-165
J/B | FILTER DRIER | SEK-305 | 5/8" x 5/8" | FILD-J/B-SEK-305
J/B | FILTER DRIER | SEK-306 | 3/4" x 3/4" | FILD-J/B-SEK-306
CASTEL | FILTER CORE | 4490/A | D-48 | FILC-CST-4490A
EMERSON | FILTER CORE MADE IN CHINA | D-48 | DISCHARGE | FILC-EME-D-48
EMERSON | FILTER CORE MADE IN CHINA | H-48 | DISCHARGE | FILC-EME-H-48
EMERSON | FILTER CORE MADE IN MEXICO | F-48 | SUCTION | FILC-EME-F-48
XIN FENG | FILTER CORE "CHINA" | XFL-48 | SUCTION | FILC-XIN-XFL-48
CASTEL | FILTER SHELL ( 1 CORE ) | 4411/21A | 25/8" | FILS-CST-4411/21A
CASTEL | FILTER SHELL ( 1 CORE ) | SF411/5A | 5/8" | FILS-CST-SF411/5A
CASTEL | FILTER SHELL ( 1 CORE ) | SF411/7A | 7/8" | FILS-CST-SF411/7A
CASTEL | FILTER SHELL ( 1 CORE ) | SF411/9A | 11/8" | FILS-CST-SF411/9A
CASTEL | FILTER SHELL ( 1 CORE ) | SF411/11A | 13/8" | FILS-CST- SF411/11A
CASTEL | FILTER SHELL ( 1 CORE ) | SF411/13A | 15/8" | FILS-CST- SF411/13A
CASTEL | FILTER SHELL ( 1 CORE ) | SF411/17A | 21/8" | FILS-CST- SF411/17A
CASTEL | FILTER SHELL ( 2 CORE ) | SF412/9A | 11/8" | FILS-CST-SF412/9A
CASTEL | FILTER SHELL ( 2 CORE ) | SF412/11A | 13/8" | FILS-CST-SF412/11A
CASTEL | FILTER SHELL ( 2 CORE ) | SF412/13A | 15/8" | FILS-CST-SF412/13A
CASTEL | FILTER SHELL ( 2 CORE ) | SF412/17A | 21/8" | FILS-CST-SF412/17A
LONGTERM | FIN STRAIGHTENER | LT-351 | PLASTIK | FIN-LT-351
ZERO | FIN STRAIGHTENER | ZR-352 | STEEL | FIN-ZRO-352
NOBRAND | FLARING TOOL | CT-806 | 3/16" ~ 3/4" | FLR-NB-CT-806
ZERO | FLARING TOOL | ZR-195 | 3/16" ~ 5/8" | FLR-ZRO-ZR-195
ZERO | FLARING TOOL | ZR-525 | 3/16" ~ 5/8" | FLR-ZRO-ZR-525
ZERO | FLARING TOOL | ZR-809B | 3/16" ~ 5/8" | FLR-ZRO-ZR-809B
VALUE | ONLY BATTERY FOR VET-19LI | VB-207 | 7.2v=2Ah 14.4wH | FLR-VAL-VET-19LI
VALUE | ELECTRICAL FLARING TOOLS | VET-19Li-S | 1/4" ~ 3/4" | FLR-VAL-VET-19Li-S
VALUE | FLARING TOOL ( BLISTER PACKING ) | VFT-808-IN | 1/4" ~ 3/4" | FLR-VAL-VFT-808-IN
VALUE | FLARING TOOL ( BLOW CASE ) | VFT-808-I | 1/4" ~ 3/4" | FLR-VAL-VFT-808-I
ZERO | FLARING & SWAGING TOOL | ZR-275 | 1/4" ~ 3/4" | FLR-ZRO-ZR-275
NOBRAND | HAND SWAGING TOOL ALL IN 1 | ZRS-23 | 1/4" ~ 5/8" | SWG-NB-ZRS23
ZERO | SWAGING PUNCH ALL IN 1 | ZR-95 | 1/4" ~ 5/8" | SWG-ZRO-ZR95
ZERO | STANDARD EXPANDER SET | ZR-100FA | 3/8" ~ 11/8" | SWG-ZRO-ZR100
VALUE | DUO TUBE EXPANDER | VST-22B | 1/4" ~ 7/8" | SWG-VAL-VST-22B
VALUE | DUO TUBE EXPANDER | VHE-29E | 3/8" ~ 11/8" | SWG-VAL-VHE-29E
VALUE | DUO TUBE EXPANDER + CUTTER | VHE-29D | 3/8" ~ 11/8" | SWG-VAL-VHE-29D
VALUE | DUO TUBE EXPANDER + CUTTER | VHE-42B | 3/8" ~ 15/8" | SWG-VAL-VHE-42B
ZERO | HYDRAULIC TUBE EXPANDER | CT-300L | 3/8" ~ 15/8" | SWG-ZRO-CT-300L
JOHNSON | FLOW SWITCH | F61KB-11C | 1" | SWT-JOH-F61KB-11C
CONTROL
SAGINNOMIYA | FLOW SWITCH | FQSU30G | 1" | SWT-SAG-FQSU30G
BNF | BNF FREON GAS | R-23 | 9.00KG 20LBS | FRN-BNF-23
DUPONT | CHEMOURS FREON GAS ( CHINA ) | R-134a | 13.62KG 30LBS | FRN-DUP-134a
DUPONT | CHEMOURS FREON GAS ( CHINA ) | R-22 | 13.62KG 30LBS | FRN-DUP-22
DUPONT | CHEMOURS FREON GAS ( CHINA ) | R-404A | 9.50KG 21LBS | FRN-DUP-404A
DUPONT | CHEMOURS FREON GAS ( CHINA ) | R-407C | 10.00KG 22LBS | FRN-DUP-407C
DUPONT | CHEMOURS FREON GAS ( CHINA ) | R-410A | 10.00KG 22LBS | FRN-DUP-410A
DUPONT | CHEMOURS FREON GAS ( CHINA ) | R-417A | 11.35KG 25LBS | FRN-DUP-417A
DUPONT | CHEMOURS FREON GAS ( CHINA ) | R-422D | 12.30KG 27LBS | FRN-DUP-422D
DUPONT | CHEMOURS FREON GAS ( CHINA ) | R-438A | 11.35KG 25LBS | FRN-DUP-438A
DUPONT | CHEMOURS FREON GAS ( CHINA ) | R-507 | 10.00KG 22LBS | FRN-DUP-507
ALLTEMP | REFRIGERANT FREON GAS | R-290 | 100g | FRN-ALL-290
ALLTEMP | REFRIGERANT FREON GAS | R-600a | 120g | FRN-ALL-600a
ENTALPIA | REFRIGERANT FREON GAS | R-600a | 120g | FRN-ENT-600a
JH | REFRIGERANT FREON GAS | R-22 | 13.60KG 30LBS
REFRIGERANT | REFRIGERANT FREON GAS | R-134a | 13.60KG 30LBS | FRN-REF-134a
REFRIGERANT | REFRIGERANT FREON GAS | R-22 | 13.60KG 30LBS | FRN-REF-22
REFRIGERANT | REFRIGERANT FREON GAS | R-290 | 5.00KG 11LBS | FRN-REF-290
REFRIGERANT | REFRIGERANT FREON GAS | R-32 | 9.50KG 21LBS | FRN-REF-32
REFRIGERANT | REFRIGERANT FREON GAS | R-404A | 10.90KG 24LBS | FRN-REF-404A
REFRIGERANT | REFRIGERANT FREON GAS | R-407C | 11.30KG 25LBS | FRN-REF-407C
REFRIGERANT | REFRIGERANT FREON GAS | R-410A | 11.30KG 25LBS | FRN-REF-410A
REFRIGERANT | REFRIGERANT FREON GAS | R-417A | 11.30KG 25LBS | FRN-REF-417A
REFRIGERANT | REFRIGERANT FREON GAS | R-507A | 11.30KG 25LBS | FRN-REF-507A
REFRIGERANT | REFRIGERANT FREON GAS | R-600a | 6.50KG 14LBS | FRN-REF-600a
ALLTEMP | MAPP GAS | 3600°F | 14.1oz / 400g | MAP-ALL-3600F
MAP//PRO | MAPP GAS | 3600°F | 14.1oz / 399.7g | MAP-BEN-3600F
ROTHENBERGER | MAXI GAS | 400L |  | MAP-MAXI-400L
ASHIDA | LOW PRESSURE GAUGE ( BLUE ) | RG-410A-L | R32 / R410A | LGG-ASH-RG-410A-L
MASTER | HIGH PRESSURE GAUGE ( RED ) | EBH Φ80MM | R22/407C/410A | HGG-MAS-EBH
MASTER | HIGH PRESSURE GAUGE ( RED ) | MH Φ68MM | R134a / R22 | HGG-MAS-MH
MASTER | LOW PRESSURE GAUGE ( BLUE ) | ML Φ68MM | R134a / R22 | LGG-MAS-ML
P & M | HIGH PRESSURE GAUGE ( RED ) | RG2440H-80 | R134/22/404/410 | HGG-P-RG2440H-80
P & M | LOW PRESSURE GAUGE ( BLUE ) | RG2440L-80 | R134/22/404/410 | LGG-P-RG2440L-80
VALUE | HIGH PRESSURE GAUGE ( RED ) | CBH Φ68MM | R134/22/407/410 | HGG-VAL-CBH
VALUE | LOW PRESSURE GAUGE ( BLUE ) | CBL Φ68MM | R134/22/407/410 | LGG-VAL-CBL
VALUE | VACUUM GAUGE | VMV-1 |  | GG-VAL-VMV-1
VALUE | VACUUM GAUGE | VG-63 |  | GG-VAL-VG-63
ZERO | HIGH PRESSURE GAUGE ( RED ) | RG-500-R134-A | R134/22/404/407 | HGG-ZRO-RG-500-R134
ZERO | LOW PRESSURE GAUGE ( BLUE ) | RG-250-R134-A | R134/22/404/407 | LGG-ZRO-RG-250-R134
P & M | LOW PRESSURE OIL GAUGE ( BACK ) | FRGLGF | R134/R22/R404 | LGG-P-FRGLGF
REFCO | HIGH PRESSURE OIL GAUGE ( MULTI ) | ++MR305-35DS | BACK CONN | HGG-RFC-MR305-35DS
REFCO | LOW PRESSURE OIL GAUGE ( MULTI ) | ++MR205-16DS | BACK CONN | LGG-RFC-MR205-16DS
REFCO | HIGH PRESSURE OIL GAUGE ( MULTI ) | MR306-35DS | BOTTOM | HGG-RFC-MR306-35DS
REFCO | LOW PRESSURE OIL GAUGE ( MULTI ) | MR206-16DS | BOTTOM | LGG-RFC-MR206-16DS
ZERO | HIGH PRESSURE OIL GAUGE ( BOTTOM ) | FRC-500GF-B | R134/R22/R407 | HGG-ZRO-FRC-500GF-B
ZERO | LOW PRESSURE OIL GAUGE ( BOTTOM ) | FRC-250GF-B | R134/R22/R407 | LGG-ZRO-FRC-250GF-B
ZERO | HIGH PRESSURE OIL GAUGE ( BACK ) | FAC-500GF-B | R134/R22/R407 | HGG-ZRO-FAC-500GF-B
ZERO | LOW PRESSURE OIL GAUGE ( BACK ) | FAC-250GF-B | R134/R22/R407 | LGG-ZRO-FAC-250GF-B
VALUE | SINGLE GAUGE VALVE C/W GAUGE | VMG-1-S-L CBL | R134/22/407/410 | GGVL-VAL-VMG-1-SL
VALUE | SINGLE GAUGE VALVE C/W GAUGE | VMG-1-S-H CBH | R134/22/407/410 | GGVL-VAL-VMG-1-SH
VALUE | SINGLE GAUGE VALVE C/W GAUGE | VRM1-B-0403 | R134/22/407/410 | GGVL-VAL-VRM1-B-403
VALUE | SINGLE GAUGE VALVE C/W GAUGE | VRM1-B-0404 | R134/22/407/410 | GGVL-VAL-VRM1-B-404
ZERO | SINGLE GAUGE VALVE W/O GAUGE | SM-02 | NO GAUGE | GGVL-ZRO-SM-2-NO
ZERO | SINGLE GAUGE VALVE C/W GAUGE | SM-02-LOW | BLUE | GGVL-ZRO-SM-2-LOW
ZERO | SINGLE GAUGE VALVE C/W GAUGE | SM-02-HIGH | RED | GGVL-ZRO-SM-2-HIGH
MASTER | ADAPTOR DIGITAL MANIFOLD | 99334-220 | A/C | MFD-MAS-99334-220
LONGTERM | DIGITAL MANIFOLD | LT-670 | R134/22/404/407 | MFD-LT-LT-670
NO BRAND | MANIFOLD BRASS BODY | M30336A-R410a | R134/22/407/410 | MFD-NO-M30336A
REFCO | MANIFOLD ALUMINIUM BODY | BM2-6-DS | R22 | MFD-RFC-BM2-6-R22
REFCO | MANIFOLD ALUMINIUM BODY | BM2-6-DS | R32 | MFD-RFC-BM2-6-R32
VALUE | MANIFOLD Φ68MM ( BLISTER PACKING ) | VMG-2-R22-B-02 | R134/22/404/407 | MFD-VAL-R22-B-2
VALUE | MANIFOLD Φ68MM ( BLISTER PACKING ) | VMG-2-R410A-B-02 | R134/22/407/410 | MFD-VAL-R410A-B-2
VALUE | MANIFOLD Φ68MM ( BLOW CASE ) | VMG-2-R22-B | R134/22/404/407 | MFD-VAL-R22-B
VALUE | MANIFOLD Φ68MM ( BLOW CASE ) | VMG-2-R410A-B | R134/22/407/410 | MFD-VAL-R410A-B
VALUE | MANIFOLD Φ68MM ( BLOW CASE ) | VRM2-B-0401 | R134/22/407/410 | MFD-VAL-VRM2-B-401
VALUE | MANIFOLD Φ68MM ( BLOW CASE ) | VRM2-B-0501 | R134/22/404/407 | MFD-VAL-VRM2-B-501
ZERO | MANIFOLD BRASS BODY | M30336-R134a | R134/22/404/407 | MFD-ZRO-M30336-R134a
ZERO | MANIFOLD BRASS BODY | M30336-R410A | R134/22/404/410 | MFD-ZRO-M30336-R410A
ASHIDA | CAPPED GLOBE VALVE | CGV-26 | 15/8" x 15/8" | CGVL-ASH-CGV-26
CASTEL | GLOBE VALVE | 6512/7 | 7/8" x 7/8" | GVL-CST-65127
CASTEL | GLOBE VALVE | 6512/9 | 11/8" x 11/8" | GVL-CST-65129
CASTEL | GLOBE VALVE | 6512/11 | 13/8" x 13/8" | GVL-CST-651211
CASTEL | GLOBE VALVE | 6512/13 | 15/8" x 15/8" | GVL-CST-651213
CASTEL | GLOBE VALVE | 6512/17 | 21/8" x 21/8" | GVL-CST-651217
JAPAN | PVC GLUE |  | 100 GRAM | GLU-JAP-100
JAPAN | PVC GLUE |  | 500 GRAM | GLU-JAP-500
SUPERLON | INSULATION GLUE | 1 LITRE | 1 LITRE | GLU-SUP-1
JINLONG | GUNTING |  |  | GNT-JIN
CASTEL | HAND VALVE ( FLARE ) | 6210/2 | 1/4" x 1/4" | HVL-CST-62102
CASTEL | HAND VALVE ( FLARE ) | 6210/3 | 3/8" x 3/8" | HVL-CST-62103
CASTEL | HAND VALVE ( FLARE ) | 6210/4 | 1/2" x 1/2" | HVL-CST-62104
CASTEL | HAND VALVE ( FLARE ) | 6210/5 | 5/8" x 5/8" | HVL-CST-62105
CASTEL | HAND VALVE ( FLARE ) | 6210/6 | 3/4" x 3/4" | HVL-CST-62106
HENGSEN | HAND VALVE ( FLARE ) | HV14 | 1/4" x 1/4" | HVL-HGS-HV14
HENGSEN | HAND VALVE ( FLARE ) | HV38 | 3/8" x 3/8" | HVL-HGS-HV38
HENGSEN | HAND VALVE ( FLARE ) | HV12 | 1/2" x 1/2" | HVL-HGS-HV12
HENGSEN | HAND VALVE ( FLARE ) | HV58 | 5/8" x 5/8" | HVL-HGS-HV58
ARUKI | DEFROST HEATER ( L & STRAIGHT ) | L540MM 480W | 200-240V | DFHT-ARK-L540MM
ARUKI | DEFROST HEATER ( STRAIGHT ) | L500MM 230W | 200-240V | DFHT-ARK-L500MM
ARUKI | DEFROST HEATER ( STRAIGHT ) | L600MM 300W | 200-240V | DFHT-ARK-L600MM
ARUKI | DEFROST HEATER ( STRAIGHT ) | L700MM 350W | 200-240V | DFHT-ARK-L700MM
ARUKI | DEFROST HEATER ( STRAIGHT ) | L800MM 400W | 200-240V | DFHT-ARK-L800MM
ARUKI | DEFROST HEATER ( STRAIGHT ) | L900MM 450W | 200-240V | DFHT-ARK-L900MM
ARUKI | DEFROST HEATER ( STRAIGHT ) | L1000MM 500W | 200-240V | DFHT-ARK-L1000MM
LONGTERM | HEATER KACA ( GLASS ) | 8" - 20CM | 130W-220V | HTK-LT-8
LONGTERM | HEATER KACA ( GLASS ) | 10" - 25CM | 115W-220V | HTK-LT-10
LONGTERM | HEATER KACA ( GLASS ) | 12" - 30CM | 130W-220V | HTK-LT-12
LONGTERM | HEATER KACA ( GLASS ) | 13" - 33CM | 140W-220V | HTK-LT-13
LONGTERM | HEATER KACA ( GLASS ) | 14" - 36CM | 150W-220V | HTK-LT-14
LONGTERM | HEATER KACA ( GLASS ) | 15" - 38CM | 160W-220V | HTK-LT-15
LONGTERM | HEATER KACA ( GLASS ) | 16" - 41CM | 180W-220V | HTK-LT-16
LONGTERM | HEATER KACA ( GLASS ) | 18" - 46CM | 200W-220V | HTK-LT-18
ARUKI | HEATER KANCING (THERMODISC) | KSD-301 | 80 CEL | HTKG-ARK-KSD-301
ARUKI | HEATER PIPE / DRAIN HEATER | 2.0M/80W | 220V | HTP-ARK-2.0M80W
ARUKI | HEATER PIPE / DRAIN HEATER | 3.0M/120W | 220V | HTP-ARK-3.0M120W
ARUKI | HEATER PIPE / DRAIN HEATER | 4.0M/160W | 220V | HTP-ARK-4.0M160W
ARUKI | HEATER PIPE / DRAIN HEATER | 5.0M/200W | 220V | HTP-ARK-5.0M200W
ARUKI | HEATER PIPE / DRAIN HEATER | 6.0M/240W | 220V | HTP-ARK-6.0M240W
FLEXELEC | HEATER PIPE / DRAIN HEATER | CSC2-2M | 80W - 230V | HTP-FLE-CSC2-2M
FLEXELEC | HEATER PIPE / DRAIN HEATER | CSC2-3M | 120W - 230V | HTP-FLE-CSC2-3M
FLEXELEC | HEATER PIPE / DRAIN HEATER | CSC2-4M | 160W - 230V | HTP-FLE-CSC2-4M
FLEXELEC | HEATER PIPE / DRAIN HEATER | CSC2-5M | 200W - 230V | HTP-FLE-CSC2-5M
FLEXELEC | HEATER PIPE / DRAIN HEATER | CSC2-6M | 240W - 230V | HTP-FLE-CSC2-6M
ARUKI | HEATER PINTU / DOOR HEATER | 515CM/40W | 220V | DRHT-ARK-515CM40W
ARUKI | HEATER PINTU / DOOR HEATER | 600CM/60W | 220V | DRHT-ARK-600CM60W
FLEXELEC | HEATER PINTU / DOOR HEATER | CS2/T-2M | 50W - 230V | DRHT-FLE-CS2T-2M
FLEXELEC | HEATER PINTU / DOOR HEATER | CS2/T-4M | 100W - 230V | DRHT-FLE-CS2T-4M
FLEXELEC | HEATER PINTU / DOOR HEATER | CS2/T-5M | 125W - 230V | DRHT-FLE-CS2T-5M
FLEXELEC | HEATER PINTU / DOOR HEATER | CS2/T-5.8M | 145W - 230V | DRHT-FLE-CS2T-5.8M
FLEXELEC | HEATER PINTU / DOOR HEATER | CS2/T-6.2M | 155W - 230V | DRHT-FLE-CS2T-6.2M
FLEXELEC | HEATER PINTU / DOOR HEATER | CS2/T-7M | 175W - 230V | DRHT-FLE-CS2T-7M
FLEXELEC | HEATER PINTU / DOOR HEATER | CS2/T-8M | 200W - 230V | DRHT-FLE-CS2T-8M
FLEXELEC | HEATER PINTU / DOOR HEATER | CS2/T-10M | 250W - 230V | DRHT-FLE-CS2T-10M
FLEXELEC | HEATER PINTU / DOOR HEATER | CS2/T-11M | 275W - 230V | DRHT-FLE-CS2T-11M
FLEXELEC | HEATER PINTU / DOOR HEATER | CS2/T-12M | 300W - 230V | DRHT-FLE-CS2T-12M
LONGTERM | HANDLE / LATCH ( KEY LOCK ) | LT-1178A |  | HDL-LT-LT-1178A
LONGTERM | HANDLE / LATCH ( KEY LOCK ) | LT-1250 |  | HDL-LT-LT-1250
LONGTERM | HANDLE / LATCH | LT-1400 |  | HDL-LT-LT-1400
ZENIT | HANDLE | YF-101A |  | HDL-ZEN-YF-101A
ASHIDA | HINGES ( 2PCS=1PAIR ) | TMI-1336 |  | HNG-ASH-2PCS1PAIR
LONGTERM | HINGES ( 2PCS=1PAIR ) | LT-1470 |  | HNG-LT-2PCS1PAIR
P & M | HINGES ( 2PCS=1PAIR ) | TMI-1470 |  | HNG-P-2PCS1PAIR
ZENIT | HINGES | YF-102 |  | HNG-ZEN-YF-102
HONEYWELL | HYDRONIC WATER VALVE | VC6013AF1000T | 1/2" x 2WAY | HWVL-HON-VC6013AF1000T
NOBRAND | HEAD ACTUATOR VALVE | MVA-2W12-B | MULTI SIZE | HWVL-NB-MVA-2W12-B
NOBRAND | HYDRONIC WATER VALVE | MVA-2W1 | 1" x 2WAY | HWVL-NB-MVA-2W1
EUROTAPE | INSULATION SHEET | 1" x 1M x 8M | 25MM*1M*8M | ISS-EUR-1-90
M-FLEX | INSULATION SHEET ( 26LBR/BOX ) | 3/8" x 4' x 3' | 3/8" x 120CM x 90CM | ISS-M-38-90
M-FLEX | INSULATION SHEET ( 20LBR/BOX ) | 1/2" x 4' x 3' | 1/2" x 120CM x 90CM | ISS-M-12-90
M-FLEX | INSULATION SHEET ( 14LBR/BOX ) | 3/4" x 4' x 3' | 3/4" x 120CM x 90CM | ISS-M-34-90
M-FLEX | INSULATION SHEET ( 10LBR/BOX ) | 1" x 4' x 3' | 1" x 120CM x 90CM | ISS-M-1-90
M-FLEX | INSULATION SHEET | 3/8" x 4' x 65' | 3/8" x 1.2M x 20M | ISS-M-38
M-FLEX | INSULATION SHEET | 1/2" x 4' x 45' | 1/2" x 1.2M x 14M | ISS-M-12
M-FLEX | INSULATION SHEET | 3/4" x 4' x 33' | 3/4" x 1.2M x 10M | ISS-M-34
M-FLEX | INSULATION SHEET | 1" x 4' x 26' | 1" x 1.2M x 8M | ISS-M-1
M-FLEX | INSULATION PIPE ( 1,8 MTR ) | 158BTG/BOX | 1/4" x 3/8" | ISP-M-14-38
M-FLEX | INSULATION PIPE ( 1,8 MTR ) | 110BTG/BOX | 3/8" x 3/8" | ISP-M-38-38
M-FLEX | INSULATION PIPE ( 1,8 MTR ) | 100BTG/BOX | 1/2" x 3/8" | ISP-M-12-38
M-FLEX | INSULATION PIPE ( 1,8 MTR ) | 94BTG/BOX | 5/8" x 3/8" | ISP-M-58-38
M-FLEX | INSULATION PIPE ( 1,8 MTR ) | 68BTG/BOX | 3/4" x 3/8" | ISP-M-34-38
M-FLEX | INSULATION PIPE ( 1,8 MTR ) | 64BTG/BOX | 7/8" x 3/8" | ISP-M-78-38
SUPERLON | INSULATION PIPE ( 1,8 MTR ) | 100BTG/BOX | 3/4" x 1/4" | ISP-SUP-34-14
SUPERLON | INSULATION PIPE ( 1,8 MTR ) | 90BTG/BOX | 7/8" x 1/4" | ISP-SUP-78-14
SUPERLON | INSULATION PIPE ( 1,8 MTR ) | 80BTG/BOX | 1" x 1/4" | ISP-SUP-1-14
SUPERLON | INSULATION PIPE ( 1,8 MTR ) | 195BTG/BOX | 1/4" x 3/8" | ISP-SUP-14-38
SUPERLON | INSULATION PIPE ( 1,8 MTR ) | 140BTG/BOX | 3/8" x 3/8" | ISP-SUP-38-38
SUPERLON | INSULATION PIPE ( 1,8 MTR ) | 120BTG/BOX | 1/2" x 3/8" | ISP-SUP-12-38
SUPERLON | INSULATION PIPE ( 1,8 MTR ) | 100BTG/BOX | 5/8" x 3/8" | ISP-SUP-58-38
SUPERLON | INSULATION PIPE ( 1,8 MTR ) | 80BTG/BOX | 3/4" x 3/8" | ISP-SUP-34-38
SUPERLON | INSULATION PIPE ( 1,8 MTR ) | 72BTG/BOX | 7/8" x 3/8" | ISP-SUP-78-38
SUPERLON | INSULATION PIPE ( 1,8 MTR ) | 63BTG/BOX | 1" x 3/8" | ISP-SUP-1-38
SUPERLON | INSULATION PIPE ( 1,8 MTR ) | 56BTG/BOX | 1-1/8" x 3/8" | ISP-SUP-118-38
SUPERLON | INSULATION PIPE ( 1,8 MTR ) | 46BTG/BOX | 1-3/8" x 3/8" | ISP-SUP-138-38
SUPERLON | INSULATION PIPE ( 1,8 MTR ) | 40BTG/BOX | 1-5/8" x 3/8" | ISP-SUP-158-38
SUPERLON | INSULATION PIPE ( 1,8 MTR ) | 22BTG/BOX | 2-1/8" x 3/8" | ISP-SUP-218-38
SUPERLON | INSULATION PIPE ( 1,8 MTR ) | 120BTG/BOX | 1/4" x 1/2" | ISP-SUP-14-12
SUPERLON | INSULATION PIPE ( 1,8 MTR ) | 100BTG/BOX | 3/8" x 1/2" | ISP-SUP-38-12
SUPERLON | INSULATION PIPE ( 1,8 MTR ) | 80BTG/BOX | 1/2" x 1/2" | ISP-SUP-12-12
SUPERLON | INSULATION PIPE ( 1,8 MTR ) | 72BTG/BOX | 5/8" x 1/2" | ISP-SUP-58-12
SUPERLON | INSULATION PIPE ( 1,8 MTR ) | 64BTG/BOX | 3/4" x 1/2" | ISP-SUP-34-12
SUPERLON | INSULATION PIPE ( 1,8 MTR ) | 56BTG/BOX | 7/8" x 1/2" | ISP-SUP-78-12
SUPERLON | INSULATION PIPE ( 1,8 MTR ) | 48BTG/BOX | 1" x 1/2" | ISP-SUP-1-12
SUPERLON | INSULATION PIPE ( 1,8 MTR ) | 42BTG/BOX | 1-1/8" x 1/2" | ISP-SUP-118-12
SUPERLON | INSULATION PIPE ( 1,8 MTR ) | 35BTG/BOX | 1-3/8" x 1/2" | ISP-SUP-138-12
SUPERLON | INSULATION PIPE ( 1,8 MTR ) | 30BTG/BOX | 1-5/8" x 1/2" | ISP-SUP-158-12
SUPERLON | INSULATION PIPE ( 1,8 MTR ) | 20BTG/BOX | 2-1/8" x 1/2" | ISP-SUP-218-12
SUPERLON | INSULATION PIPE ( 1,8 MTR ) | 15BTG/BOX | 2-5/8" x 1/2" | ISP-SUP-258-12
SUPERLON | INSULATION PIPE ( 1,8 MTR ) | 12BTG/BOX | 3-1/8" x 1/2" | ISP-SUP-318-12
SUPERLON | INSULATION PIPE ( 1,8 MTR ) | 49BTG/BOX | 1/4" x 3/4" | ISP-SUP-14-34
SUPERLON | INSULATION PIPE ( 1,8 MTR ) | 42BTG/BOX | 3/8" x 3/4" | ISP-SUP-38-34
SUPERLON | INSULATION PIPE ( 1,8 MTR ) | 36BTG/BOX | 1/2" x 3/4" | ISP-SUP-12-34
SUPERLON | INSULATION PIPE ( 1,8 MTR ) | 36BTG/BOX | 5/8" x 3/4" | ISP-SUP-58-34
SUPERLON | INSULATION PIPE ( 1,8 MTR ) | 30BTG/BOX | 3/4" x 3/4" | ISP-SUP-34-34
SUPERLON | INSULATION PIPE ( 1,8 MTR ) | 27BTG/BOX | 7/8" x 3/4" | ISP-SUP-78-34
SUPERLON | INSULATION PIPE ( 1,8 MTR ) | 24BTG/BOX | 1" x 3/4" | ISP-SUP-1-34
SUPERLON | INSULATION PIPE ( 1,8 MTR ) | 24BTG/BOX | 1-1/8" x 3/4" | ISP-SUP-118-34
SUPERLON | INSULATION PIPE ( 1,8 MTR ) | 16BTG/BOX | 1-3/8" x 3/4" | ISP-SUP-138-34
SUPERLON | INSULATION PIPE ( 1,8 MTR ) | 16BTG/BOX | 1-5/8" x 3/4" | ISP-SUP-158-34
SUPERLON | INSULATION PIPE ( 1,8 MTR ) | 12BTG/BOX | 2-1/8" x 3/4" | ISP-SUP-218-34
SUPERLON | INSULATION PIPE ( 1,8 MTR ) | 9BTG/BOX | 2-5/8" x 3/4" | ISP-SUP-258-34
SUPERLON | INSULATION PIPE ( 1,8 MTR ) | 8BTG/BOX | 3-1/8" x 3/4" | ISP-SUP-318-34
SUPERLON | INSULATION PIPE ( 1,8 MTR ) | 23BTG/BOX | 5/8" x 1" | ISP-SUP-58-1
SUPERLON | INSULATION PIPE ( 1,8 MTR ) | 20BTG/BOX | 3/4" x 1" | ISP-SUP-34-1
SUPERLON | INSULATION PIPE ( 1,8 MTR ) | 18BTG/BOX | 7/8" x 1" | ISP-SUP-78-1
SUPERLON | INSULATION PIPE ( 1,8 MTR ) | 17BTG/BOX | 1" x 1" | ISP-SUP-1-1
SUPERLON | INSULATION PIPE ( 1,8 MTR ) | 16BTG/BOX | 1-1/8" x 1" | ISP-SUP-118-1
SUPERLON | INSULATION PIPE ( 1,8 MTR ) | 12BTG/BOX | 1-3/8" x 1" | ISP-SUP-138-1
SUPERLON | INSULATION PIPE ( 1,8 MTR ) | 12BTG/BOX | 1-5/8" x 1" | ISP-SUP-158-1
SUPERLON | INSULATION PIPE ( 1,8 MTR ) | 9BTG/BOX | 2-1/8" x 1" | ISP-SUP-218-1
SUPERLON | INSULATION PIPE ( 1,8 MTR ) | 8BTG/BOX | 2-5/8" x 1" | ISP-SUP-258-1
SUPERLON | INSULATION PIPE ( 1,8 MTR ) | 6BTG/BOX | 3-1/8" x 1" | ISP-SUP-318-1
SUPERLON | INSULATION SHEET ( 40LBR/BOX ) | 1/4" x 4' x 3' | 1/4"x1.2Mx90CM | ISS-SUP-14-90
SUPERLON | INSULATION SHEET ( 26LBR/BOX ) | 3/8" x 4' x 3' | 3/8"x1.2Mx90CM | ISS-SUP-38-90
SUPERLON | INSULATION SHEET ( 20LBR/BOX ) | 1/2" x 4' x 3' | 1/2"x1.2Mx90CM | ISS-SUP-12-90
SUPERLON | INSULATION SHEET ( 14LBR/BOX ) | 3/4" x 4' x 3' | 3/4"x1.2Mx90CM | ISS-SUP-34-90
SUPERLON | INSULATION SHEET ( 10LBR/BOX ) | 1" x 4' x 3' | 1"x1.2Mx90CM | ISS-SUP-1-90
SUPERLON | INSULATION SHEET ( 7LBR/BOX ) | 1-1/2" x 4' x 3' | 1½"x1.2Mx90CM | ISS-SUP-112-90
SUPERLON | INSULATION SHEET ( 5LBR/BOX ) | 2" x 4' x 3' | 2"x1.2Mx90CM | ISS-SUP-2-90
SUPERLON | INSULATION SHEET ( NEW ) | 1/4" x 4' x 80' | 1/4"x1.22Mx24M | ISS-SUP-14
SUPERLON | INSULATION SHEET ( NEW ) | 3/8" x 4' x 70' | 3/8"x1.22Mx21M | ISS-SUP-38
SUPERLON | INSULATION SHEET ( NEW ) | 1/2" x 4' x 50' | 1/2"x1.22Mx15M | ISS-SUP-12
SUPERLON | INSULATION SHEET ( NEW ) | 3/4" x 4' x 30' | 3/4"x1.22Mx9M | ISS-SUP-34
SUPERLON | INSULATION SHEET ( NEW ) | 1" x 4' x 27' | 1"x1.22Mx8M | ISS-SUP-1
SUPREME | SISIR NYA-450 / 750VOLT | 1.5MM x 100M | BR/HT/MR/HJ | NYA-SUP-1.5
SUPREME | SISIR NYA-450 / 750VOLT | 2.5MM x 100M | BR/HT/MR/HJ | NYA-SUP-2.5
SUPREME | SISIR NYA-450 / 750VOLT | 4.0MM x 100M | BR/HT/MR/HJ | NYA-SUP-4
SUPREME | TUNGGAL NYM Cu/PVC 300/500V | 3x1.5MMx50M | PUTIH | NYM-SUP-1.5-50
SUPREME | TUNGGAL NYM Cu/PVC 300/500V | 3x2.5MMx50M | PUTIH | NYM-SUP-2.5-50
SUPREME | TUNGGAL NYM Cu/PVC 300/500V | 3x1.5MMx100M | PUTIH | NYM-SUP-1.5-100
SUPREME | TUNGGAL NYM Cu/PVC 300/500V | 3x2.5MMx100M | PUTIH | NYM-SUP-2.5-100
SUPREME | SERABUT NYMHY Cu/PVC 300/500V | 2x0.75MMx50M | PUTIH | NYMHY-SUP-2-0.75
SUPREME | SERABUT NYMHY Cu/PVC 300/500V | 2x1.5MMx50M | PUTIH | NYMHY-SUP-2-1.5
SUPREME | SERABUT NYMHY Cu/PVC 300/500V | 3x1.5MMx50M | PUTIH | NYMHY-SUP-3-1.5-50
SUPREME | SERABUT NYMHY Cu/PVC 300/500V | 3x2.5MMx50M | PUTIH | NYMHY-SUP-3-2.5-50
SUPREME | SERABUT NYMHY Cu/PVC 300/500V | 3x1.5MMx100M | PUTIH | NYMHY-SUP-3-1.5-100
SUPREME | SERABUT NYMHY Cu/PVC 300/500V | 3x2.5MMx100M | PUTIH | NYMHY-SUP-3-2.5-100
SUPREME | SERABUT NYMHY Cu/PVC 300/500V | 3x1.5MMx1M | PUTIH | NYMHY-SUP-3-1.5-EC
SUPREME | SERABUT NYMHY Cu/PVC 300/500V | 3x2.5MMx1M | PUTIH | NYMHY-SUP-3-2.5-EC
HARRIS | KAWAT LAS / SILVER ROD (60Btg/Tube) | 35318L | 35% | KWT-HAR-35
HARRIS | KAWAT LAS / SILVER ROD / Btg | 35318L | 35% | KWT-HAR-35-BTG
STELLA | KAWAT LAS ( PETAK ) @70Btg | Φ1.3*3.2*450 | 0% | KWT-STE-0
STELLA | KAWAT LAS ( PETAK ) @60Btg | Φ1.3*3.2*500 | 5% | KWT-STE-5
STELLA | KAWAT LAS ( PETAK ) @65Btg | Φ1.3*3.2*500 | 15% | KWT-STE-15
STELLA | KAWAT LAS ( YELLOW ) @84Btg | Φ1.5*450 | 40% | KWT-STE-40
STELLA | KAWAT LAS ( BLUE ) @21Btg | Φ1.5*450 | 45% | KWT-STE-45
STELLA | KAWAT LAS ECERAN | Φ1.3*3.2*450 | 0% | KWT-STE-0-BTG
STELLA | KAWAT LAS ECERAN | Φ1.3*3.2*500 | 5% | KWT-STE-5-BTG
STELLA | KAWAT LAS ECERAN | Φ1.3*3.2*500 | 15% | KWT-STE-15-BTG
STELLA | KAWAT LAS ECERAN | Φ1.5*450 | 40% | KWT-STE-40-BTG
STELLA | KAWAT LAS ECERAN | Φ1.5*450 | 45% | KWT-STE-45-BTG
LONGTERM | KRAN OUTDOOR ( BELOK ) | AV-1B | 1/4" - 0.65*85 | KRN-LT-AV-1B
LONGTERM | KRAN OUTDOOR ( BELOK ) | AV-2B | 3/8" - 0.65*85 | KRN-LT-AV-2B
LONGTERM | KRAN OUTDOOR ( BELOK ) | AV-3B | 1/2" - 0.65*100 | KRN-LT-AV-3B
LONGTERM | KRAN OUTDOOR ( BELOK ) | AV-4B | 5/8" - 0.8*110 | KRN-LT-AV-4B
LONGTERM | KRAN OUTDOOR ( BELOK ) | AV-5B | 3/4" - 1 | KRN-LT-AV-5B
LACO | LACO HEAT SEAL STIK | 11578 |  | HTSL-LAC-11578
NOBRAND | WATER PROOF COVER | PCC-2 | 320*100CM | TRPL-NB-PCC-2
NOBRAND | WATER PROOF COVER | Q-2 | 100*69*56CM | TRPL-NB-Q-2
LONGTERM | VAPOR PROOF LAMP | LED-1 ( AH-1101 ) | PLASTIK | VPL-LT-LED-1
NOBRAND | CHARGING GUN | CH-G |  | OTH-NB
NOBRAND | CHARGING TOOLS | CH-T | 30ML | OTH-NB-30ML
NOBRAND | FLASH LIGHT | UV-21 | 21UV | OTH-NB-UV-21
NOBRAND | GLASSES | SG-13 |  | OTH-NB-SG-13
NOBRAND | LEAK <0.3MM ( RED ) | LS30 | 30ML 0.2FL OZ | OTH-NB-0.3MM-LS30
NOBRAND | LEAK <0.3MM ( BLUE ) | LSL30 | 30ML 0.2FL OZ | OTH-NB-0.3MM-LSL30
NOBRAND | LEAK <0.3MM~1, ≤5TON ( BLUE ) | LSLH6 | 6ML 0.2FL OZ | OTH-NB-0.3MM1-LSLH6
NOBRAND | LEAK <0.3MM~1, ≤5TON ( RED ) | LSH6P | 6ML 0.2FL OZ | OTH-NB-0.3MM1-LSH6P
NOBRAND | NIPPLE UNION | AD-14 | 1/4"SAE | OTH-NB-AD-14
NOBRAND | NIPPLE UNION | AD-516 | 5/16"SAE | OTH-NB-AD-516
NOBRAND | UV LUBRICANT ( YELLOW ) | LTL-30-1 | 30ML POE | OTH-NB-LTL-30-1
ELITECH | DIGITAL LEAK DETECTOR | LD-100+ | CFC,HCFC,HFC | LKDT-ELI-LD-100
ELITECH | LEAK DETECTOR | WJL-6000 |  | LKDT-ELI-WJL-6000
VALUE | ELECTRONIC LEAK DETECTOR | VML-1 | CFC,HCFC,HFC | LKDT-VAL-VML-1
CASTEL | BRASS SHORT NUT | 7010/22 | 1/4" | NUT-CST-701022
CASTEL | BRASS SHORT NUT | 7010/33 | 3/8" | NUT-CST-701033
CASTEL | BRASS SHORT NUT | 7010/44 | 1/2" | NUT-CST-701044
CASTEL | BRASS SHORT NUT | 7010/55 | 5/8" | NUT-CST-701055
CASTEL | BRASS SHORT NUT | 7010/66 | 3/4" | NUT-CST-701066
LONGTERM | BRASS SHORT NUT | SN-4 14g | 1/4" | NUT-LT-SN-4
LONGTERM | BRASS SHORT NUT | SN-5 24g | 5/16" | NUT-LT-SN-5
LONGTERM | BRASS SHORT NUT | SN-6 28g | 3/8" | NUT-LT-SN-6
LONGTERM | BRASS SHORT NUT | SN-8 36g | 1/2" | NUT-LT-SN-8
LONGTERM | BRASS SHORT NUT | SN-10 42g | 5/8" | NUT-LT-SN-10
LONGTERM | BRASS SHORT NUT | SN-12 74g | 3/4" | NUT-LT-SN-12
P & M | NIPPLE ELBOW SAE X MPT | ME-04x02 | 1/4"FL x 1/8"NPT | NPL-P-ME-04x02
J/B | NIPPLE ELBOW SAE X MPT | ME-04x04 | 1/4"FL x 1/4"NPT | NPL-J/B-ME-04x04
P & M | NIPPLE ELBOW SAE X MPT | ME-04x06 | 1/4"FL x 3/8"NPT | NPL-P-ME-04x06
J/B | NIPPLE ELBOW SAE X MPT | ME-06x04 | 3/8"FL x1/4"NPT | NPL-J/B-ME-06x04
P & M | NIPPLE ELBOW SAE X MPT | ME-06x06 | 3/8"FL x 3/8"NPT | NPL-P-ME-06x06
P & M | NIPPLE ELBOW SAE X MPT | ME-06x08 | 3/8"FL x 1/2"NPT | NPL-P-ME-06x08
P & M | NIPPLE MALE UNION PENTIL X MPT | 627-04x02 | 1/4" x 1/8"NPT | NPL-P-627-04x02
J/B | NIPPLE MALE UNION PENTIL X MPT | 627-04x04 | 1/4" x 1/4"NPT | NPL-J/B-627-04x04
ZERO | NIPPLE MALE UNION PENTIL X SAE | YMI-627-04x04 | 1/4" x 1/4"SAE | NPL-ZRO-YMI-627-04x04
J/B | NIPPLE UNION SAE X MPT | MC/JTG-04x02 | 1/4"FL x 1/8"NPT | NPL-J/B-MCJTG-04x02
J/B | NIPPLE UNION SAE X MPT | JTG-04x04 | 1/4"FL x 1/4"NPT | NPL-J/B-JTG-04x04
J/B | NIPPLE UNION SAE X MPT | JTG-04x06 | 1/4"FL x 3/8"NPT | NPL-J/B-JTG-04x06
J/B | NIPPLE UNION SAE X MPT | JTG-06x04 | 3/8"FL x 1/4"NPT | NPL-J/B-JTG-06x04
J/B | NIPPLE UNION SAE X MPT | JTG-06x06 | 3/8"FL x 3/8"NPT | NPL-J/B-JTG-06x06
P & M | NIPPLE UNION SAE X MPT | JTG-06x08 | 3/8"FL x 1/2"NPT | NPL-P-JTG-06x08
LONGTERM | NIPPLE UNION SAE X SAE | UN-4 18g | 1/4" x 1/4" | NPL-LT-UN-4
LONGTERM | NIPPLE UNION SAE X SAE | UN-5 29g | 5/16" x 5/16" | NPL-LT-UN-5
LONGTERM | NIPPLE UNION SAE X SAE | UN-6 36g | 3/8" x 3/8" | NPL-LT-UN-6
LONGTERM | NIPPLE UNION SAE X SAE | UN-8 60g | 1/2" x 1/2" | NPL-LT-UN-8
LONGTERM | NIPPLE UNION SAE X SAE | UN-10 88g | 5/8" x 5/8" | NPL-LT-UN-10
LONGTERM | NIPPLE UNION SAE X SAE | UN-12 145g | 3/4" x 3/4" | NPL-LT-UN-12
P & M | NIPPLE TEE SAE x SAE x NPT | 662-04x04x02 | 1/4"x1/4"x1/8"NPT | NPL-P-662-04x04x02
P & M | NIPPLE TEE SAE x SAE x NPT | 662-04x04x04 | 1/4"x1/4"x1/4"NPT | NPL-P-662-04x04x04
P & M | NIPPLE TEE SAE x MPT x SAE | 672-04x02x04 | 1/4"x1/8"NPTx1/4" | NPL-P-672-04x02x04
P & M | NIPPLE TEE SAE x MPT x SAE | 672-04x04x04 | 1/4"x1/4"NPTx1/4" | NPL-P-672-04x04x04
P & M | NIPPLE TEE SAE x MPT x SAE | 682-04x02x04 | 1/4"x1/8"NPTx1/4" | NPL-P-682-04x02x04
ASHIDA | NIPPLE TEE MPT x SAE+(P) x SAE | UT-221 | 1/8"NPTx1/4"x1/4" | NPL-ASH-UT-221
ASHIDA | NIPPLE TEE MPT x SAE+(P) x SAE | UT-222 | 1/4"NPTx1/4"x1/4" | NPL-ASH-UT-222
ALLTEMP | MINERAL OIL | 3 GS | 4 LITRE | MOIL-ALL-3GS
ALLTEMP | MINERAL OIL | 4 GS | 4 LITRE | MOIL-ALL-4GS
ALLTEMP | MINERAL OIL | 5 GS | 4 LITRE | MOIL-ALL-5GS
ALLTEMP | POLYESTER / SYNTHETIC OIL | POE-32 | 1 LITRE | POIL-ALL-POE-32-1
ALLTEMP | POLYESTER / SYNTHETIC OIL | POE-68 | 1 LITRE | POIL-ALL-POE-68-1
ALLTEMP | POLYESTER / SYNTHETIC OIL | POE-170 | 4 LITRE | POIL-ALL-POE-170-4
ALLTEMP | POLYESTER / SYNTHETIC OIL | POE-32 | 4 LITRE | POIL-ALL-POE-32-4
ALLTEMP | POLYESTER / SYNTHETIC OIL | POE-68 | 4 LITRE | POIL-ALL-POE-68-4
ALLTEMP | VACUUM PUMP OIL | VAC235 | 500 ML | VOIL-ALL-VAC235-500
ALLTEMP | VACUUM PUMP OIL | VAC235 | 1 LITRE | VOIL-ALL-VAC235-1
SUNISO | MINERAL OIL | 3 GS | 3,78 LITRE | MOIL-SUN-3GS
SUNISO | MINERAL OIL | 4 GS | 3,78 LITRE | MOIL-SUN-4GS
SUNISO | MINERAL OIL | 5 G | 3,78 LITRE | MOIL-SUN-5GS
EMKARATE | POLYESTER / SYNTHETIC OIL | RL-100 | 5 LITRE | POIL-EMK-RL-100
SUNISO | POLYESTER / SYNTHETIC OIL | SL-32 | 1 LITRE | POIL-SUN-SL-32-1
SUNISO | POLYESTER / SYNTHETIC OIL | SL-68 | 1 LITRE | POIL-SUN-SL-68-1
SUNISO | POLYESTER / SYNTHETIC OIL | SL-100 | 4 LITRE | POIL-SUN-SL-100-4
SUNISO | POLYESTER / SYNTHETIC OIL | SL-170 | 4 LITRE | POIL-SUN-SL-170-4
SUNISO | POLYESTER / SYNTHETIC OIL | SL-220 | 4 LITRE | POIL-SUN-SL-220-4
SUNISO | POLYESTER / SYNTHETIC OIL | SL-32 | 4 LITRE | POIL-SUN-SL-32-4
SUNISO | POLYESTER / SYNTHETIC OIL | SL-68 | 4 LITRE | POIL-SUN-SL-68-4
EMERSON | OIL SEPARATOR | A-F 5792/13 | 1-5/8" | OILSP-EME-579213
EMERSON | OIL SEPARATOR | A-F 5794/17 | 2-1/8" | OILSP-EME-579417
EMERSON | OIL SEPARATOR | A-WZ 5582/4 | 1/2" | OILSP-EME-55824
EMERSON | OIL SEPARATOR | A-WZ 5585/5 | 5/8" | OILSP-EME-55855
EMERSON | OIL SEPARATOR | A-WZ 5587/7 | 7/8" | OILSP-EME-55877
EMERSON | OIL SEPARATOR | A-WZ 5588/9 | 1-1/8" | OILSP-EME-55889
EMERSON | OIL SEPARATOR | A-WZ 5590/11 | 1-3/8" | OILSP-EME-559011
EMERSON | OIL SEPARATOR | A-WZ 5592/13 | 1-5/8" | OILSP-EME-559213
ZERO | OIL SEPARATOR | ZR-55824 | 1/2" | OILSP-ZRO-ZR-55824
ZERO | OIL SEPARATOR | ZR-55855 | 5/8" | OILSP-ZRO-ZR-55855
ZERO | OIL SEPARATOR | ZR-55877 | 7/8" | OILSP-ZRO-ZR-55877
ZERO | OIL SEPARATOR | ZR-55889 | 1-1/8" | OILSP-ZRO-ZR-55889
ZERO | OIL SEPARATOR | ZR-559011 | 1-3/8" | OILSP-ZRO-ZR-559011
ZERO | OIL SEPARATOR | ZR-569213 | 1-5/8" | OILSP-ZRO-ZR-569213
ZERO | OIL SEPARATOR | ZR-569417 | 2-1/8" | OILSP-ZRO-ZR-569417
ZERO | OIL SEPARATOR | ZR-5302 | 1/2" | OILSP-ZRO-ZR-5302
ZERO | OIL SEPARATOR | ZR-5303 | 5/8" | OILSP-ZRO-ZR-5303
ZERO | OIL SEPARATOR | ZR-5304 | 7/8" | OILSP-ZRO-ZR-5304
ZERO | OIL SEPARATOR | ZR-5305 | 1-1/8" | OILSP-ZRO-ZR-5305
ZERO | OIL SEPARATOR | ZR-5306 | 1-3/8" | OILSP-ZRO-ZR-5306
ZERO | OIL SEPARATOR | ZR-6304 | 1-5/8" | OILSP-ZRO-ZR-6304
ZERO | OIL SEPARATOR | ZR-6305 | 2-1/8" | OILSP-ZRO-ZR-6305
KLIXON | OVERLOAD FOR A/C | MRA-98688 | 1/2 HP | OVL-KLI-MRA-98688
KLIXON | OVERLOAD FOR A/C | MRA-98735 | 3/4 HP | OVL-KLI-MRA-98735
KLIXON | OVERLOAD FOR A/C | MRA-98776 | 1 HP | OVL-KLI-MRA-98776
KLIXON | OVERLOAD FOR A/C | MRA-99120 | 1,5 HP | OVL-KLI-MRA-99120
KLIXON | OVERLOAD FOR A/C | MRA-99123 | 2 HP | OVL-KLI-MRA-99123
KLIXON | OVERLOAD FOR KULKAS | MM3-21G | QD-16(1) 1/6HP | OVL-KLI-QD-16
KLIXON | OVERLOAD FOR KULKAS | MM3-20H | QD-18(1) 1/8HP | OVL-KLI-QD-18
KLIXON | OVERLOAD GEPENG KULKAS |  | QD-13(2) 1/3HP | OVL-KLI-QD-13-G
KLIXON | OVERLOAD GEPENG KULKAS | 739LFBYY14ABM9L | QD-14(2) 1/4HP | OVL-KLI-QD-14-G
KLIXON | OVERLOAD GEPENG KULKAS | 232RFBYY15ABM9L | QD-15(2) 1/5HP | OVL-KLI-QD-15-G
KLIXON | OVERLOAD GEPENG KULKAS | 189RHBYY16ABM9L | QD-16(2) 1/6HP | OVL-KLI-QD-16-G
KLIXON | OVERLOAD GEPENG KULKAS |  | QD-18(2) 1/8HP | OVL-KLI-QD-18-G
KLIXON | OVERLOAD GEPENG KULKAS |  | QD-110(2) 1/10HP | OVL-KLI-QD-110-G
LONGTERM | ACCES VALVE / PENTIL | AV04A07T | 1/4" | PTL-LT-AV04A07T
LONGTERM | VACUUM / CHARGE VALVE - SIDE PORT | TLVCS410/CT-1530 | 5/16" (½"-20UNF) | VCR-LT-CT-1530
VALUE | VALVE CORE REMOVER | VCR-1 |  | VCR-VAL-VCR-1
LONGTERM | VALVE CORE | C-R22 |  | VC-LT-C-R22
LONGTERM | VALVE CORE | C-R410 |  | VC-LT-C-R410
HENGSENG | ADAPTER FOR R-410A | HS-1221 | 1/4"MALE - 5/16" | ADP-HEN-R-410A
NOBRAND | ACCESS VALVE R-22 | LTV-1223 | 1/4"SAE F-1/4"SAE | ACVL-NB-LTV-1223
NOBRAND | ACCESS VALVE R-410A | LTV-1223/KQF-341A | 1/4"M - 5/16"F | ACVL-NB-KQF-341
VALUE | ACCESS VALVE | VVO-1 | 1/4" x 1/4" | ACVL-VAL-VVO-1
VALUE | ACCESS VALVE R-410A | VVO-2 | 1/4" x 5/16" | ACVL-VAL-VVO-2
VALUE | ACCESS VALVE | VVO-3 | 5/16" x 5/16" | ACVL-VAL-VVO-3
VALUE | PINCH OFF TOOL / SEALING PLIERS | VRT-102 |  | PNC-VAL-VRT-102
ZERO | PINCH OFF TOOL | ZR-201 |  | PNC-ZRO-ZR-201
NO BRAND | DRAIN PUMP | PC-24A | Max 10MTR | DRP-NO-PC-24A
NO BRAND | DRAIN PUMP | PC-24B | Max 10MTR | DRP-NO-PC-24B
VALUE | DRAIN PUMP | M1 | Max 12MTR | DRP-VAL-M1
LONGTERM | OIL PUMP | LT-343 |  | DRP-LT-LT-343
NO BRAND | AC CLEANING PUMP | PCW-4M2 | 0.7-1.0MPa-4L/MIN | DRP-NO-PCW-4M2
NO BRAND | AUTOMATIC CLEANING MACHINE | ZS1014 | 40BAR 8.5L/MIN | DRP-NO-ZS1014
NO BRAND | AUTOMATIC CLEANING MACHINE | DQX-35 | 0-35BAR 3.9L/MIN | DRP-NO-DQX-35
OLD PARTS
NKN | BEARING | 6004LU PLASTIK | 2001IT0100044 | OTH-NKN-6004LU
**** | SPRAY GUN ( PANJANG ) |  |  | OTH-***
132 | SWITCH | B440D000310A25K0R | 2020D0152506 | OTH-132-132
161 | O RING (2x9) | B004D0200N009070R | 2004D0200094 | OTH-161-161
61 | O RING (2x25) | B004D0200N025070R | 2004D0200256 | OTH-61-61
231 | O RING (2x32) | B004D0200N032070R | 2004D0200329 | OTH-231-231
232 | O RING (2.5x11) | B004D0250N011070R | 2004D0250113 | OTH-232-232
| O RING (2.5x14) | B004D0250N014070R |  | OTH-O-2.5x14
211 | O RING (2.62x23.47) | B004D0262N023470R | 2004D026B341 | OTH-211-211
60 | OIL SEAL SEAT | FH1057D000200000R00 | H057D0020003 | OTH-60-60
120 | PISTON PLATE | DH1086D000200000R00 | H086D0020005 | OTH-120-120
230 | PRESSURE ADJUST BODY | FH1041B000100000R00 | H041B0010001 | OTH-230-230
340 | SCREW | B006D4005S012D00R |  | OTH-340-340
100 | SLEEVE | DH1023D000100000R00 | H023D0030001 | OTH-100-100
150 | TEE | DH0066D000300000N00 | H064D0030003 | OTH-150-150
| TH-250P EXTERNAL FAN | FB0530C000200000R00 |  | OTH-TH-TH-250P
| TH-400P EXTERNAL FAN | HH0530D000100010R00 |  | OTH-TH-TH-400P
DQX-35 | CASE DELIVERY FOR DQX-35 | NO. 1 | C/W NO. 02 | 01-DQX
DQX-35 | PLUGER FOR DQX-35 | NO. 3 |  | 03-DQX
DQX-35 | PIN FOR DQX-35 | NO. 4 |  | 04-DQX
DQX-35 | SPRING FOR DQX-35 | NO. 6 | 82315398441 | 06-DQX
DQX-35 | VALVE DELIVERY FOR DQX-35 | NO. 7 |  | 07-DQX
DQX-35 | PISTON FOR DQX-35 | NO. 8 |  | 08-DQX
DQX-35 | U-NUT FOR DQX-35 | NO. 10 |  | 10-DQX
DQX-35 | LINK GUIDE FOR DQX-35 | NO. 11 | C/W NO. 12 | 11-DQX
DQX-35 | O-RING FOR DQX-35 | NO. 13 | ± ( 2 x 29 ) | 13-DQX
DQX-35 | U-PACKING FOR DQX-35 | NO. 15 |  | 15-DQX
DQX-35 | CYLINDER FOR DQX-35 | NO. 16 |  | 16-DQX
DQX-35 | O-RING FOR DQX-35 | NO. 17 | ± ( 2 x 27 ) | 17-DQX
DQX-35 | VALVE SUCTION COMPLETE | NO. 18 | C/W NO.19,20,21 | 18-DQX
DQX-35 | SUCTION PORT FOR DQX-35 | NO. 23 |  | 23-DQX
DQX-35 | COLLAR FOR DQX-35 | NO. 25 | C/W NO. 26 | 25-DQX
DQX-35 | BOLT FOR DQX-35 | NO. 26 |  | 26-DQX
DQX-35 | CONROD+BEARING DQX-35 | NO. 27 | C/W NO. 28, 29 | 27-DQX
DQX-35 | REGULATOR HANDLE | NO. 33 |  | 33-DQX
DQX-35 | CYLINDER FOR DQX-35 | NO. 35 | C/W NO.37,38 | 35-DQX
DQX-35 | JOINT HOSE FOR DQX-35 | NO. 36 |  | 36-DQX
DQX-35 | ADAPTER SPRING FOR DQX-35 | NO. 38 | NO. 37+38 | 38-DQX
DQX-35 | SPRING FOR DQX-35 | NO. 39 |  | 39-DQX
DQX-35 | VALVE FOR DQX-35 | NO. 40 |  | 40-DQX
DQX-35 | O-RING FOR DQX-35 | NO. 41 | ± ( 2 x 6 ) | 41-DQX
DQX-35 | SEAT VALVE FOR DQX-35 | NO. 42 |  | 42-DQX
DQX-35 | PACKING SEAT FOR DQX-35 | NO. 43 |  | 43-DQX
DQX-35 | COVER PUMP FOR DQX-35 | NO. 44 |  | 44-DQX
DQX-35 | GAUGE CONNECTOR FOR DQX-35 | NO. 46 |  | 46-DQX
DQX-35 | STRAINER FOR DQX-35 | NO. 80 |  | 80-DQX
DQX-35 | HOSE SUCTION FULL SET FOR DQX-35 | NO. 81 | C/W NO.82,83,84 | 81-DQX
DQX-35 | HOSE HIGH PRESSURE FULL SET FOR DQX-35 | NO. 100 |  | 100-DQX
DQX-35 | GAUGE FOR DQX-35 | NO. 145 | 1450 PSI | 145-DQX
DQX-60 | CASE DELIVERY FOR DQX-60 | NO. 201 | C/W NO. 02 | 201-DQX
DQX-60 | METAL VALVE REGULATOR FOR DQX-60 | NO. 211 |  | 211-DQX
DQX-60 | SUCTION PORT FOR DQX-60 | NO. 223 |  | 223-DQX
DQX-60 | COLLAR FOR DQX-60 | NO. 225 | C/W NO. 26 | 225-DQX
DQX-60 | KEY FOR DQX-60 | NO. 226 |  | 226-DQX
DQX-35 | NOZZLE SET FOR DQX-35 & 60 | DQX-VB | PICTURE NO. 1 | DQX-VB
DQX-35 | NOZZLE COMPLETE FOR DQX-35 & 60 | DQX-VA | PICTURE NO. 2 | DQX-VA
DQX-35 | STOP VALVE FOR DQX-35 & 60 | DQX-VC | PICTURE NO. 3 | DQX-VC
DQX-35 | HANDLE FOR DQX-35 | DQX-VD | PICTURE NO. 4 | DQX-VD
DQX-35 | HANDLE PIPE FOR DQX-35 | DQX-VE | PICTURE NO. 5 | DQX-VE
DQX-60 | HANDLE FOR DQX-60 | DQX-VF | PICTURE NO. 6 | DQX-VF
DANFOSS | OIL DIFF PRESSURE CONTROL | 060B017266 | MP-55 90Sec | OTH-DAN-060B017266
DANFOSS | H/L PRESSURE CONTROL KP-15 | 060-124166/91 | H/AUTO&L/AUTO | HLPC-DAN-KP-15-AA
DANFOSS | H/L PRESSURE CONTROL KP-15 | 060-124366/91 | H/MAN&L/AUTO | HLPC-DAN-KP-15-MA
DANFOSS | H/L PRESSURE CONTROL KP-15 | 060-124566/91 | H/MAN & L/MAN | HLPC-DAN-KP-15-MM
DANFOSS | HIGH PRESSURE CONTROL KP-5 | 060-117166/91 | AUTO | HPC-DAN-KP-5-A
DANFOSS | HIGH PRESSURE CONTROL KP-5 | 060-117366/91 | MANUAL | HPC-DAN-KP-5-M
DANFOSS | LOW PRESSURE CONTROL KP-1 | 060-110166/91 | AUTO | LPC-DAN-KP-1-A
DANFOSS | LOW PRESSURE CONTROL KP-1 | 060-110366/91 | MANUAL | LPC-DAN-KP-1-M
LONGTERM | LOW PRESSURE SWITCH | LPS2550 | LOW | LPS-LT-LPS2550
LONGTERM | HIGH PRESSURE SWITCH | HPS350250 | HIGH | HPS-LT-HPS350250
LONGTERM | HIGH PRESSURE SWITCH | HPS450250 | HIGH
SAGINOMIYA | HIGH PRESSURE CONTROL | HNS-C130X | AUTO | HPC-SAG-HNS-C130X
SAGINOMIYA | HIGH PRESSURE CONTROL | HNS-C130XM1 | MANUAL | HPC-SAG-HNS-C130XM1
SAGINOMIYA | LOW PRESSURE CONTROL | SYS-C106X24A | AUTO | LPS-SAG-SYS-C106X24A
SAGINOMIYA | HIGH & LOW PRESS CONTROL | DYS-D306X24A | H/AUTO&L/AUTO | HLPC-SAG-DYS-D306X24A
SAGINOMIYA | HIGH & LOW PRESS CONTROL | DYS-D306X24MA | H/MAN&L/AUTO | HLPC-SAG-DYS-D306X24MA
SANHUA | HIGH PRESSURE CONTROL KP-5 | PS50AL-S51 | AUTO | HPC-SAN-KP-5-A
SANHUA | HIGH PRESSURE CONTROL KP-5 | PS50ML-S51 | MANUAL | HPC-SAN-KP-5-M
SANHUA | LOW PRESSURE CONTROL KP-1 | PS01AL-S01 | AUTO | LPC-SAN-KP-1-A
SANHUA | LOW PRESSURE CONTROL KP-1 | PS01ML-S01 | MANUAL | LPC-SAN-KP-1-M
SANHUA | HIGH & LOW PRESS CONTROL | PS15AAL-S51 | H/AUTO&L/AUTO | HLPC-SAN-PS15AAL-S51
SANHUA | HIGH & LOW PRESS CONTROL | PS15AML-S51 | H/MAN&L/AUTO | HLPC-SAN-PS15AML-S51
PIOLINE | PVC BOX FOR SOCKET | 3 X 3 |  | PVC-PIO-BOX
VISALUX | PLUG TOP | V9548P | 13AMP | PVC-VIS-PLG-13A
VISALUX | PLUG TOP ( G.Q ) | V318W | 15AMP | PVC-VIS-PLG-15A
VISALUX | SOCKET ( STOP KONTAK ) | E1513A/E3113A | 13AMP X 1 | PVC-VIS-SCT-13A
VISALUX | SOCKET ( STOP KONTAK ) | E1515A/E3115A | 15AMP X 1 | PVC-VIS-SCT-15A
DIXELL/ | NTC BLACK SENSOR 1.5MTR | DPH-NE900015 | -40°C~+105°C | BSSR-DIX-NE900015
LONGTERM | NTC BLACK SENSOR 10KΩ-2M | SENSOR8013 | FOR ETC-902 | BSSR-LT-SENSOR8013-
ELIWELL | PTC GREY SENSOR 1.5MTR | PTC | -55°C~+150°C | GSSR-ELI-PTC
DAIKIN | SENSOR / THERMISTOR |  | 1 KABEL | TMSTR-DAI
GREE | SENSOR / THERMISTOR | SAMSUNG | 2 KABEL | TMSTR-GRE
LG | SENSOR / THERMISTOR |  | 2 KABEL | TMSTR-LG
PANASONIC | SENSOR / THERMISTOR |  | 2 KABEL | TMSTR-PAN
SHARP | SENSOR / THERMISTOR |  | 1 KABEL | TMSTR-SHA
UNIVERSAL | SENSOR / THERMISTOR |  | 2 KABEL | TMSTR-UNI
LONGTERM | PVC AIR CURTAIN FOR CHILER | SAC-2B50N | 2MMx200MMx50M | CRTN-LT-2B50N
LONGTERM | PVC AIR CURTAIN FOR FREZEER | SAC-2B50C | 2MMx200MMx50M | CRTN-LT-2B50C
LONGTERM | PVC AIR CURTAIN FOR CHILER | SAC-2B50N | 2MMx200MM | CRTN-LT-2B50N-EC
LONGTERM | PVC AIR CURTAIN ( HANGER ) | CURH-200 |  | CRTN-LT-CURH-200
LONGTERM | PVC FLEXIBLE CONDUIT | DNH-02L | Ø14MM 50M | DNH-LT
LONGTERM | PVC FLEXIBLE CONDUIT ECERAN | DNH-02L | Ø14MM 1M | DNH-LT-EC
LONGTERM | PVC PIPA CABLE & DRAIN | PVCW20MM | 20MM x 2.7M | CBL-LT-20-2.7
LONGTERM | PVC PIPA CABLE & DRAIN | PVCW25MM | 25MM x 2.7M | CBL-LT-25-2.7
ZERO | PVC PIPA CABLE & DRAIN | ZPVCW20MM | 20MM x 5.8M | CBL-ZRO-20-5.8
ZERO | PVC PIPA CABLE & DRAIN | ZPVCW25MM | 25MM x 5.8M | CBL-ZRO-25-5.8
LONGTERM | PVC ELBOW CABLE & DRAIN ( 2IN1 ) | 1/2" | 20MM | PVCEL-LT-12
LONGTERM | PVC ELBOW CABLE & DRAIN ( 2IN1 ) | 3/4" | 25MM | PVCEL-LT-34
LONGTERM | PVC KLEM CABLE & DRAIN ( 2IN1 ) | 1/2" | 20MM | PVCKLM-LT-12
LONGTERM | PVC KLEM CABLE & DRAIN ( 2IN1 ) | 3/4" | 25MM | PVCKLM-LT-34
LONGTERM | PVC SOCKET CABLE & DRAIN ( 2IN1 ) | 1/2" | 20MM | PVCSOC-LT-12
LONGTERM | PVC SOCKET CABLE & DRAIN ( 2IN1 ) | 3/4" | 25MM | PVCSOC-LT-34
LONGTERM | PVC TEE CABLE & DRAIN ( 2IN1 ) | 1/2" | 20MM | PVCTE-LT-12
LONGTERM | PVC TEE CABLE & DRAIN ( 2IN1 ) | 3/4" | 25MM | PVCTE-LT-34
SUNSUI | U/PVC ELBOW | PUTIH | 3/4" | PVC-ELBOW-3/4"
SUNSUI | U/PVC SOCKET | PUTIH | 3/4" | PVC-SOCKET-3/4"
SUNSUI | U/PVC SOCKET | PUTIH | 1" | PVC-SOCKET-1"
SUNSUI | U/PVC TEE | PUTIH | 1/2" | PVC-TEE-1/2"
SUNSUI | U/PVC TEE | PUTIH | 3/4" | PVC-TEE-3/4"
SUNSUI | U/PVC TEE | PUTIH | 1" | PVC-TEE-1"
LONGTERM | PVC TRUNKING | 30MM x 13MM | 1" x ½" | TRNK-LT-1-0.5
LONGTERM | PVC TRUNKING | 50MM x 25MM | 2" x 1" | TRNK-LT-2-1
LONGTERM | PVC TRUNKING | 50MM x 50MM | 2" x 2" | TRNK-LT-2-2
LONGTERM | PVC TRUNKING | 50MM x 75MM | 2" x 3" | TRNK-LT-2-3
LONGTERM | PVC TRUNKING | 75MM x 75MM | 3" x 3" | TRNK-LT-3-3
LONGTERM | PVC TRUNKING | 50MM x 100MM | 2" x 4" | TRNK-LT-2-4
LONGTERM | PVC TRUNKING | 75MM x 100MM | 3" x 4" | TRNK-LT-3-4
LONGTERM | PVC TRUNKING | 100MM x 100MM | 4" x 4" | TRNK-LT-4-4
LONGTERM | PVC TRUNKING | 100MM x 150MM | 4" x 6" | TRNK-LT-4-6
LONGTERM | QUICK COUPLER HIGH/LOW | 400QC12L/H | 1/4" SAE | CPL-LT-400QC12LH
VALUE | QUICK COUPLER HIGH/LOW | VHF-SA | 1/4" SAE | CPL-VAL-VHF-SA
ZERO | RATCHET WRENCH | ZR-122 | ¼",3/16,5/16,⅜ | RTCH-ZRO-ZR-122
VALUE | RATCHET SPANNER WRENCH | VRT-201 | ¼",3/16,5/16,⅜ | RTCH-VAL-VRT-201
NOBRAND | DEBURRING TOOL / REAMER | LT-208 | 3 ~ 38MM | DBR-NB-LT-208
ZERO | DEBURRING TOOL / REAMER | ZR-207 |  | DBR-ZRO-ZR-207
VALUE | DEBURRING TOOL / REAMER | VTT-5 |  | DBR-VAL-VTT-5
VALUE | DEBURRING TOOL / REAMER | VRT-301 |  | DBR-VAL-VRT-301
CASTEL | RELIEF VALVE / SAFETY VALVE | 3060/33C250 | 3/8"NPT x 3/8"SAE | SFVL-CST-306033C250
CASTEL | RELIEF VALVE / SAFETY VALVE | 3060/45C250 | 1/2"NPT x 5/8"SAE | SFVL-CST-306045C250
P & M | REFRIGERANT RECEIVER | CR-102 | 3/8" X 3/8" | RFRCV-P-CR-102
SHINTIME | REFRIGERANT RECEIVER | CR-101 | 3/8" X 1/4" | RFRCV-SHI-CR-101
SHINTIME | REFRIGERANT RECEIVER | SCR-11 | 11/8" x 11/8" | RFRCV-SHI-SCR-11
ZERO | REFRIGERANT RECEIVER | ZRC/LTC-101 | 3/8" X 1/4" | RFRCV-ZRO-ZRCLTC-101
ZERO | REFRIGERANT RECEIVER | ZRC/LTC-102 | 3/8" X 3/8" | RFRCV-ZRO-ZRCLTC-102
ZERO | REFRIGERANT RECEIVER | ZRC/LTC-103 | 3/8" X 3/8" | RFRCV-ZRO-ZRCLTC-103
ZERO | REFRIGERANT RECEIVER | ZRC/LTC-104 | 1/2" X 1/2" | RFRCV-ZRO-ZRCLTC-104
ZERO | REFRIGERANT RECEIVER | ZRC/LTC-105 | 5/8" x 5/8" | RFRCV-ZRO-ZRCLTC-105
CASTEL | RECEIVER VALVE | 6110/22 | 1/4"SAE x 1/4"NPT | RCVL-CST-611022
CASTEL | RECEIVER VALVE | 6110/23 | 1/4"SAE x 3/8"NPT | RCVL-CST-611023
CASTEL | RECEIVER VALVE | 6110/32 | 3/8"SAE x 1/4"NPT | RCVL-CST-611032
CASTEL | RECEIVER VALVE | 6110/33 | 3/8"SAE x 3/8"NPT | RCVL-CST-611033
CASTEL | RECEIVER VALVE | 6110/43 | 1/2"SAE x 3/8"NPT | RCVL-CST-611043
CASTEL | RECEIVER VALVE | 6110/44 | 1/2"SAE x 1/2"NPT | RCVL-CST-611044
CASTEL | RECEIVER VALVE | 6120/22 | 1/4"SAE x 1/4"NPT | RCVL-CST-612022
VALUE | RECOVERY UNIT & VACUUM | VRR-12L | 3/4 HP | VCM-VAL-VRR-12L
VALUE | RECOVERY UNIT & VACUUM | VRR-24L | 1 HP | VCM-VAL-VRR-24L
ARUKI | PTC RELAY + OVEROLAD | JPQ111-14 | 2PIN - ¼HP | RLY-ARK-JPQ111-14
HUAYI | RELAY FOR HUAYI | HY113Y-50 |  | RLY-HUA-HY113Y-50
HUAYI | RELAY FOR HUAYI | HY131Ya |  | RLY-HUA-HY131Ya
KLIXON | RELAY ( 1RIGHT SIDE ) | PTHAS-330M355 | IC-4 1PIN | RLY-KLI-1PIN
KLIXON | RELAY ( 1LEFT & 1RIGHT SIDE ) | PTHAS-330M355B | IC-4 2PIN | RLY-KLI-2PIN
KLIXON | RELAY ( 2LEFT & 1RIGHT SIDE ) | PTHAS-220M355C | IC-4 3PIN | RLY-KLI-3PIN
KLIXON | RELAY ( 2LEFT & 2RIGHT SIDE ) | PTHAS-330M355D | IC-4 4PIN | RLY-KLI-4PIN
KLIXON | RELAY TEMBAGA | RP12 | 1/2HP | RLY-KLI-RP12
KLIXON | RELAY TEMBAGA | RP13 | 1/3HP | RLY-KLI-RP13
KLIXON | RELAY TEMBAGA | RP14 | 1/4HP | RLY-KLI-RP14
KLIXON | RELAY TEMBAGA | RP15 | 1/5HP | RLY-KLI-RP15
KLIXON | RELAY TEMBAGA | RP16 | 1/6HP | RLY-KLI-RP16
LONGTERM | POTENTIAL RELAY | AM-A4A3 | 1½, 2, 3, 4, 5HP | RLY-LT-AM-A4A3
LONGTERM | CUT OFF VALVE / ROTALOCK | SCV-04-1 | 3/8"~1"-14UNS | RTVL-LT-4-1
LONGTERM | CUT OFF VALVE / ROTALOCK | SCV-04-2 | 11/8"-13/4"-12UN | RTVL-LT-4-2
LONGTERM | CUT OFF VALVE / ROTALOCK | SCV-04-4 | 3/4"-11/4"-12UNF | RTVL-LT-4-4
LONGTERM | CUT OFF VALVE / ROTALOCK | SCV-04-5 | 7/8"-11/4"-12UNF | RTVL-LT-4-5
LONGTERM | CUT OFF VALVE / ROTALOCK | SCV-04-6 | 1/2" - 1"-14UNS | RTVL-LT-4-6
LONGTERM | CUT OFF VALVE / ROTALOCK | SCV-04-9 | 5/8" - 11/4"-12UNF | RTVL-LT-4-9
MANEUROP | SUCTION VALVE MT/MTE18-28 | MR-7703004 | 3/8" - 1/2" | SCVL-MAN-MTMTE18-28
LONGTERM | SCALE (YELLOW ) | LMC-200 | 100KG | SCL-LT-LMC-200
JAYAMATA | SPRAYER |  | 1.0 LITER | SPR-JAY-1
JAYAMATA | SPRAYER |  | 1.5 LITER | SPR-JAY-1.5
CASTEL | SIGHT GLASS / MOISTURE INDIC | 3910/22 | 1/4" x 1/4" | SGVL-CST-391022
CASTEL | SIGHT GLASS / MOISTURE INDIC | 3910/33 | 3/8" x 3/8" | SGVL-CST-391033
CASTEL | SIGHT GLASS / MOISTURE INDIC | 3910/44 | 1/2" x 1/2" | SGVL-CST-391044
CASTEL | SIGHT GLASS / MOISTURE INDIC | 3910/55 | 5/8" x 5/8" | SGVL-CST-391055
CASTEL | SIGHT GLASS / MOISTURE INDIC | 3910/66 | 3/4" x 3/4" | SGVL-CST-391066
CASTEL | SIGHT GLASS / MOISTURE INDIC | 3940/7 | 7/8" x 7/8" | SGVL-CST-39407
CASTEL | SIGHT GLASS / MOISTURE INDIC | 3940/9 | 11/8" x 11/8" | SGVL-CST-39409
CASTEL | SOLENOID COIL | 9300/RA2 | 24V AC 50/60Hz | SLCL-CST-9300RA2
CASTEL | SOLENOID COIL | 9300/RA4 | 110V AC 50/60Hz | SLCL-CST-9300RA4
CASTEL | SOLENOID COIL | 9300/RA6 | 220-230V 50/60Hz | SLCL-CST-9300RA6
CASTEL | SOLENOID COIL | 9120/RD1 | 12V DC | SLCL-CST-9120RD1
DANFOSS | SOLENOID COIL | 018F6280 | 110V 10W | SLCL-DAN-018F6280
DANFOSS | SOLENOID COIL | 018F6282 | 220/230V 16W/14W | SLCL-DAN-018F6282
DANFOSS | SOLENOID COIL | 018F6702 | 240V 11W | SLCL-DAN-018F6702
SANHUA | SOLENOID COIL | MQ-A0322G-000001 | 220/240V 10W | SLCL-SAN-MQ-A0322G
CASTEL | SOLENOID VALVE C/W COIL | 1020/2A6 | 1/4" x 1/4" | SLVL-CST-10202A6
CASTEL | SOLENOID VALVE C/W COIL | 1020/3A6 | 3/8" x 3/8" | SLVL-CST-10203A6
CASTEL | SOLENOID VALVE C/W COIL | 1064/4A6 | 1/2" x 1/2" | SLVL-CST-10644A6
CASTEL | SOLENOID VALVE C/W COIL | 1070/5A6 | 5/8" x 5/8" | SLVL-CST-10705A6
CASTEL | SOLENOID VALVE C/W COIL | 1090/6A6 | 3/4" x 3/4" | SLVL-CST-10906A6
CASTEL | SOLENOID VALVE C/W COIL | 1079/7A6 | 7/8" x 7/8" | SLVL-CST-10797A6
CASTEL | SOLENOID VALVE C/W COIL | 1099/9A6 | 11/8" x 11/8" | SLVL-CST-10999A6
DANFOSS | SOLENOID VALVE EVR-2 | 032F8056 | 1/4" x 1/4" | SLVL-DAN-EVR-2
DANFOSS | SOLENOID VALVE EVR-3 | 032F8116 | 3/8" x 3/8" | SLVL-DAN-EVR-3
DANFOSS | SOLENOID VALVE EVR-6 | 032F8079 | 1/2" x 1/2" | SLVL-DAN-EVR-6
DANFOSS | SOLENOID VALVE EVR-10 | 032F8098 | 5/8" x 5/8" | SLVL-DAN-EVR-10
DANFOSS | SOLENOID VALVE EVR-15 | 032F1225 | 7/8" x 7/8" | SLVL-DAN-EVR-15
DANFOSS | SOLENOID VALVE EVR-20 | 032F1244 | 11/8" x 11/8" | SLVL-DAN-EVR-20
DANFOSS | SOLENOID VALVE EVR-22 | 032F3267 | 13/8" x 13/8" | SLVL-DAN-EVR-22
SANHUA | SOLENOID VALVE | MDF-A03-2L002 | 1/4" x 1/4"
SANHUA | SOLENOID VALVE | MDF-A03-3L004 | 3/8" x 3/8"
SANHUA | SOLENOID VALVE | MDF-A03-6L004 | 1/2" x 1/2" | SLVL-SAN-MDF-A03-6L004
EMERSON | SUCTION ACCUMULATOR | A-AS 46/4 | 1/2" | SCAC-EME-AS-464
EMERSON | SUCTION ACCUMULATOR | A-AS 410/5 | 5/8" | SCAC-EME-AS-4105
EMERSON | SUCTION ACCUMULATOR | A-AS 410/6 | 3/4" | SCAC-EME-AS-4106
EMERSON | SUCTION ACCUMULATOR | A-AS 59/7 | 7/8" | SCAC-EME-AS-597
EMERSON | SUCTION ACCUMULATOR | A-AS 513/9 | 1-1/8" | SCAC-EME-AS-5139
EMERSON | SUCTION ACCUMULATOR | A-AS 517/11 | 1-3/8" | SCAC-EME-AS-51711
EMERSON | SUCTION ACCUMULATOR | A-AS 617/13 | 1-5/8" | SCAC-EME-AS-61713
ZERO | SUCTION ACCUMULATOR | ZR/LT-204GLS | 1/2" | SCAC-ZRO-ZRLT-204GLS
ZERO | SUCTION ACCUMULATOR | ZR/LT-205GLS | 5/8" | SCAC-ZRO-ZRLT-205GLS
ZERO | SUCTION ACCUMULATOR | ZR/LT-206GLS | 3/4" | SCAC-ZRO-ZRLT-206GLS
ZERO | SUCTION ACCUMULATOR | ZR/LT-207GLS | 7/8" | SCAC-ZRO-ZRLT-207GLS
ZERO | SUCTION ACCUMULATOR | ZR/LT-208GLS | 1-1/8" | SCAC-ZRO-ZRLT-208GLS
ZERO | SUCTION ACCUMULATOR | ZR/LT-209GLS | 1-3/8" | SCAC-ZRO-ZRLT-209GLS
ZERO | SUCTION ACCUMULATOR | ZR/LT-210GLS | 1-5/8" | SCAC-ZRO-ZRLT-210GLS
ZERO | SUCTION ACCUMULATOR | ZR/LT-2517GLS | 2-1/8" | SCAC-ZRO-ZRLT-2517GLS
BITZER | SHAFT SEAL COMPLETE | 374008-02 | FOR TYPE II&III | SFT-BIT-374008-2
BITZER | SHAFT SEAL COMPLETE | 374008-03 | FOR TYPE IV | SFT-BIT-374008-3
BITZER | SHAFT SEAL COMPLETE | 374008-04 | FOR TYPE V | SFT-BIT-374008-4
BITZER | SHAFT SEAL COMPLETE | 374008-05 | FOR TYPE VI | SFT-BIT-374008-5
BITZER | SHAFT SEAL COMPLETE | 374008-06 | FOR TYPE VII | SFT-BIT-374008-6
EUROTAPE | ALUMINIUM DUCT TAPE 2" | AF30-5.0*45 | 30U*50MM*45M | ADCT-EUR-2
EUROTAPE | ALUMINIUM DUCT TAPE 2.5" | AF30-6.3*45 | 30U*63MM*45M | ADCT-EUR-2.5
EUROTAPE | BLACK DUCT TAPE | PETB-A4512A | 0.18MM*45MM*12M | PETB-A4512A
EUROTAPE | BLACK DUCT TAPE | PETB-A5030A | 0.13MM*50MM*30M | DCT-EUR-A5030A
NOBRAND | BLACK DUCT TAPE | DT-50M60Y | 50MESH*50MM*60Y | DCT-NB-50M60Y
EUROTAPE | CREAM DUCT TAPE ( LEM ) | PETC-A4512A | 0.18MM*45MM*12M | PETC-A4512A
EUROTAPE | CREAM DUCT TAPE ( NON-LEM ) IVORY | ST-4525A | 0.14MM*45MM*20M | DCT-EUR-4525A
PLASEAL | BUTYL TAPE / CORK TAPE | BTP-350 | 3MM*50MM*9.14M | GSKT-PLA-BTP-350
SUPERLON | GASKET TAPE |  | 5MM*15MM*10M | GSKT-SUP-GASKET
EUROTAPE | INSULATION TAPE | RI-350 | 3MMx50MMx10M | ISDCT-EUR-RI-350
SUPERLON | INSULATION TAPE | 1/8"TKx48MMx30' | 1/8"TKx2"x9.14M | ISDCT-SUP-INSTAPE
EUROTAPE | PVC ELECTRICAL TAPE BLACK | PETB-A1810 | 18MM*0.12MM*10Y | EDCT-EUR-A1810
VISALUX | PVC ELECTRICAL TAPE BLACK | VIS1034 | 0.18MM*19MM*9M | EDCT-VIS-VIS1034
NOBRAND | STRETCH FILM | 500MM x 2.6KG | 25MICRON | STR-NB-500MM
NOBRAND | TAS TEKNISI | BP-001 | 18MM*0.12MM*10Y | OTH-NB-BP-1
VISALUX | TEST PEN | VS-17150A | 3.5MM-140MM | TSPN-VIS-VS-17150A
THAWZONE | THAWZONE | 1 OZ | 1 OZ | TWZN-THA-1
NOBRAND | DIGITAL THERMOMETER | TPM-10 |  | THRM-NB-TPM-10
ELITECH | DIGITAL THERMOMETER | TPM-900+ |  | THRM-ELI-TPM-900
ASHIDA | THERMOMETER | FT-100 |  | THRM-ASH-FT-100
DEI | DIGITAL THERMOMETER | DEI-101E |  | THRM-DEI-DEI-101E
DIXELL | DIGITAL THERMOMETER | XT11S-5200N |  | THRM-DIX-XT11S-5200N
NO BRAND | THERMOMETER | TJ2-1 | O.D 60MM*1.5M | THRM-NO-TJ2-1
NO BRAND | THERMOMETER | TJ2-2 | O.D 80MM*3.0M | THRM-NO-TJ2-2
NO BRAND | THERMOMETER | TJ2-3 | O.D 100MM*4.5M | THRM-NO-TJ2-3
NO BRAND | THERMOMETER SOLAR | DST-20 |  | THRM-NO-DST-20
VALUE | INFRARED THERMOMETER | VIT-300S |  | INFR-VAL-VIT-300S
Z | INFRARED THERMOMETER | HT-550 |  | INFR-Z-HT-550
ARUKI | THERMOSTAT FOR HEATING | GWTB-110 | 0°C-110°C | TRMSTT-ARK-GWTB-110
ARUKI | THERMOSTAT FOR HEATING | GWTB-250 | 0°C-250°C | TRMSTT-ARK-GWTB-250
ARUKI | THERMOSTAT FOR HEATING | GWTB-320 | 50°C-320°C | TRMSTT-ARK-GWTB-320
ARUKI | THERMOSTAT | ATB-C134 | CHILLER | TRMSTT-ARK-ATB-C134
ARUKI | THERMOSTAT | ATB-F133 | FREEZER | TRMSTT-ARK-ATB-F133
ARUKI | THERMOSTAT | ATB-R132 | REFRIGERATOR | TRMSTT-ARK-ATB-R132
ARUKI | THERMOSTAT | STB-R130 | REFRIGERATOR | TRMSTT-ARK-STB-R130
ARUKI | THERMOSTAT | AWTB-111F-C (C134) | CHILLER | TRMSTT-ARK-AWTB-111F
ARUKI | THERMOSTAT | AWTB-111E-F (R133) | FREEZER
ARUKI | THERMOSTAT | AWTB-111A-R (R132) | REFRIGERATOR
ELITECH | THERMOSTAT REPLACE IC-901 | ETC-100+ | 220V | TRMSTT-ELI-IC-901
ELITECH | THERMOSTAT REPLACE IC-902 | ETC-902 | 220V | TRMSTT-ELI-IC-902
ELITECH | THERMOSTAT REPLACE IC-974 | ETC-974A-02 | 220V | TRMSTT-ELI-IC-974-
ELIWELL | DIGITAL THERMOSTAT | IC PLUS 902 | 230V | TRMSTT-ELI-902-
ELIWELL | DIGITAL THERMOSTAT | ID PLUS 974 | 230V | TRMSTT-ELI-974-
HONEYWELL | THERMOSTAT FOR AIR COND | T6360A5013 | FOR AIR COND | TRMSTT-HON-T6360A5013-A
NOBRAND | THERMOSTAT FOR AIR COND | T6373A1108 | FOR AIR COND | TRMSTT-NB-T6373A1108-A
ARUKI | TIMER ACMA | BF-2001-21 | 8HRS/25MIN | TMR-ARK-BF-2001-21
ARUKI | TIMER ACMA | BF-2001-59 | 6HRS/25MIN | TMR-ARK-BF-2001-59
ARUKI | TIMER DEFROST | TMDE 706 SC1 | 220V | TMRD-ARK-TMDE-706-
ARUKI | TIMER DEFROST | TMDE 802 ZC1 | 220V | TMRD-ARK-TMDE-802-
ARUKI | TIMER DEFROST | TMDE 807 KF2 | 220V | TMRD-ARK-TMDE-807-
ARUKI | TIMER DEFROST | TMDF 702 ZD1 | 220V | TMRD-ARK-TMDF-702ZD1
ARUKI | TIMER DEFROST | TMDF 702 ZH2 | 220V | TMRD-ARK-TMDF-702ZH2
LONGTERM | TIMER ACMA | DS-ALL | ACMA | TMR-LT-ACMA
LONGTERM | TIMER DEFROST | TMDE 706 SC | DS-005 | TMRD-LT-TMDE-706-
LONGTERM | TIMER DEFROST | TMDF 702 ZD1 | DS-007 | TMRD-LT-TMDF-702-
SANKYO | TIMER DEFROST | TMDE 706 PM1 | 220V | TMRD-SAN-TMDE-706-PM1
SANKYO | TIMER DEFROST | TMDE 706 SC | 220V | TMRD-SAN-TMDE-706-SC
SANKYO | TIMER DEFROST | TMDE 802 PJ1 | 220V | TMRD-SAN-TMDE-802-PJ1
SANKYO | TIMER DEFROST | TMDF 702 ZD1 | 220V | TMRD-SAN-TMDF-702-ZD1
SANKYO | TIMER DEFROST | TMDF 702 ZH2 | 220V | TMRD-SAN-TMDF-702-ZH2
LONGTERM | SPRING BENDER ( CT-102B ) | LT-5055B | 1/4" - 5/8" | SPRBND-LT-CT-102B
LONGTERM | SPRING BENDER | LT-102-04 | 1/4" | SPRBND-LT-102-4
LONGTERM | SPRING BENDER | LT-102-06 | 3/8" | SPRBND-LT-102-6
LONGTERM | SPRING BENDER | LT-102-08 | 1/2" | SPRBND-LT-102-8
LONGTERM | SPRING BENDER | LT-102-10 | 5/8" | SPRBND-LT-102-10
LONGTERM | SPRING BENDER | LT-102-12 | 3/4" | SPRBND-LT-102-12
ZERO | TUBE BENDER | ZR-364-08A | 1/2" | BND-ZR-364-08A
ZERO | TUBE BENDER | ZR-364-10AM | 5/8" | BND-ZR-364-10AM
ZERO | TUBE BENDER | ZR-364-12AM | 3/4" | BND-ZR-364-12AM
LONGTERM | TUBE BENDER 3 IN1 180°DEG | CT-369 | 1/4" - 3/8" | BND-LT-CT-369
ZERO | TUBE BENDER | ZR-999N | 1/4" - 7/8" | BND-ZR-999N
VALUE | TUBE BENDER 0-180° | VBT-1 | 3/8" / | BND-VAL-VBT-1
VALUE | TUBE BENDER 0-180° | VBT-2 | 1/2" / | BND-VAL-VBT-2
VALUE | TUBE BENDER 0-180° | VBT-3 | 5/8" / 16MM | BND-VAL-VBT-3
VALUE | TUBE BENDER 0-180° | VBT-4 | 3/4" / 19MM | BND-VAL-VBT-4
VALUE | VALUE TUBE BENDER | VTB-22L | 1/4" ~ 3/4" | BND-VAL-VTB-22L
ASHIDA | CUTTER WHEEL | TMI-206B |  | CTRW-ASH-TMI-206B
LONGTERM | CUTTER WHEEL | CT-127B |  | CTRW-LT-CT-127B
VALUE | CUTTER WHEEL | VTC-19B |  | CTRW-VAL-VTC-19B
VALUE | CUTTER WHEEL | VTC-32B |  | CTRW-VAL-VTC-32B
VALUE | CUTTER WHEEL | VTC-42B |  | CTRW-VAL-VTC-42B
VALUE | CUTTER WHEEL | VTC-70B |  | CTRW-VAL-VTC-70B
VALUE | CAPILLARY TUBE PLIER | VRT-101 |  | PLR-VAL-VRT-101
ZERO | TUBE CUTTER | ZR-126 | 1/8" ~ 5/8" (4~15MM) | CTR-ZRO-ZR-126
ZERO | TUBE CUTTER | ZR-127 | 1/8" ~ 5/8" (4~15MM) | CTR-ZRO-ZR-127
ZERO | TUBE CUTTER | ZR-70 | 3/8"~2-5/8""(10~66MM) | CTR-ZRO-ZR-70
LONGTERM | TUBE CUTTER | LT-174 | 3/8"~1-1/8"(10~28MM) | CTR-LT-LT-174
ZERO | TUBE CUTTER | ZR-274 | 1/8"~1-1/8" (4~28MM) | CTR-ZRO-ZR-274
LONGTERM | TUBE CUTTER | LT-312 | 1/4"~1-5/8" (7~41MM) | CTR-LT-LT-312
VALUE | TUBE CUTTER | VTC-19 | 1/8"~3/4" (3~19MM) | CTR-VAL-VTC-19
VALUE | TUBE CUTTER | VTC-32 | 1/8"~1-1/4" (4~32MM) | CTR-VAL-VTC-32
VALUE | TUBE CUTTER | VTC-42 | 1/4"~1-5/8" (6~42MM) | CTR-VAL-VTC-42
VALUE | TUBE CUTTER | VTC-70 | 1/4"~2-5/8" (6~67MM) | CTR-VAL-VTC-70
CHUNGHOP | REMOTE MULTI FOR AC | Q-988-E | 999 IN 1 | RMT-CHU-Q-988
CHUNGHOP | REMOTE MULTI FOR AC | K-1010E | 999 IN 1 | RMT-CHU-K-1010E
QUNDA | REMOTE MULTI FOR AC | KT-109II | 109 IN 1 | RMT-QUN-KT-109II
QUNDA | PCB MULTI FOR AC SPLIT | QD-U03A+ | 2 SENSOR | PCB-QUN-QD-U03A
QUNDA | PCB MULTI FOR AC SPLIT | QD-U08PGC+ | 2 SENSOR | PCB-QUN-QD-U08PGC
YIYANG | PCB MULTI FOR AC SPLIT | YY-U03A+ | 2 SENSOR | PCB-YIY-YY-U03A
NOBRAND | REMOTE CONTROL BOARD | YMPCB-PG01A | 2 SENSOR | PCB-NB-YMPCB-PG01A
NOBRAND | VENTILATOR | LT-1110 | 220V | VNT-NB-LT-1110
VALUE | VACUUM PUMP | VE-115N | 1/4HP 1.8CFM | PMP-VAL-VE-115N
VALUE | VACUUM PUMP | VE-135N | 1/3HP 3.5CFM | PMP-VAL-VE-135N
VALUE | VACUUM PUMP | VE-160N | 1/2HP 6CFM | PMP-VAL-VE-160N
VALUE | VACUUM PUMP | VE-260N | 3/4HP 6CFM | PMP-VAL-VE-260N
VALUE | VACUUM PUMP | VE-280N | 1 HP 8CFM | PMP-VAL-VE-280N
VALUE | VACUUM PUMP | VE-2100N | 1HP 10CFM | PMP-VAL-VE-2100N
CASTEL | VIBRATION PIPE / ABSORBER | 7690/4 | 1/2" x 1/2" | VBR-CST-76904
CASTEL | VIBRATION PIPE / ABSORBER | 7690/5 | 5/8" x 5/8" | VBR-CST-76905
CASTEL | VIBRATION PIPE / ABSORBER | 7690/6 | 3/4" x 3/4" | VBR-CST-76906
CASTEL | VIBRATION PIPE / ABSORBER | 7690/7 | 7/8" x 7/8" | VBR-CST-76907
CASTEL | VIBRATION PIPE / ABSORBER | 7690/9 | 1-1/8" x 1-1/8" | VBR-CST-76909
CASTEL | VIBRATION PIPE / ABSORBER | 7690/11 | 1-3/8" x 1-3/8" | VBR-CST-769011
CASTEL | VIBRATION PIPE / ABSORBER | 7690/13 | 1-5/8" x 1-5/8" | VBR-CST-769013
CASTEL | VIBRATION PIPE / ABSORBER | 7690/17 | 2-1/8" x 2-1/8" | VBR-CST-769017
CASTEL | VIBRATION PIPE / ABSORBER | 7690/21 | 2-5/8" x 2-5/8" | VBR-CST-769021
CASTEL | VIBRATION PIPE / ABSORBER | 7690/25 | 3-1/8" x 3-1/8" | VBR-CST-769025
PACKLESS | VIBRATION PIPE / ABSORBER | VAFS-3 | 3/8" x 3/8" | VBR-PAC-VAFS-3
ZERO | HAND TORCH | ZR-1S | SINGLE | TRC-ZR-1S
ZERO | HAND TORCH | ZR-1D1 | DOUBLE | TRC-ZR-1D1
ZERO | HAND TORCH + SELANG | HT-D3CW | SINGLE | TRC-ZRO-HT-D3CW
ZERO | HAND TORCH + SELANG | HT-DD | SINGLE | TRC-ZRO-HT-DD
ZERO | HAND TORCH + SELANG | ZR-H102S | SINGLE | TRC-ZRO-ZR-H102S
ZERO | SELANG FOR HT-DD, ZR-H102S | L-B | 1.5M | STRC-ZRO-ZR-H102S
ZERO | OXYGEN CYLINDER ONLY | WELD-2N | STOP VALVE | OXCY-ZRO-WELD-2N
ZERO | WELDING TORCH KIT SET ( BESAR ) | WELD-2N | OXYGEN | TRC-ZRO-WELD-2N
ZERO | WELDING TORCH KIT SET ( KECIL ) | WELD-2 | ESTILINE | TRC-ZRO-WELD-2
ZERO | PORTABLE WELDING TORCH KIT | LT-1515A | OXYGEN | TRC-ZRO-LT-1515A
LONGTERM | BELLOW RUBBER | JTB1-12 |  | BLW-LT-JTB1-12
LONGTERM | BELLOW RUBBER | JTB1-14 | DIA 94MM | BLW-LT-JTB1-14
LONGTERM | BELLOW RUBBER | JTB1-16 | DIA 94MM | BLW-LT-JTB1-16
LONGTERM | BELLOW RUBBER | JTB2-12 | DIA 94MM | BLW-LT-JTB2-12
LONGTERM | BELLOW RUBBER | JTB2-14 | DIA 94MM | BLW-LT-JTB2-14
LONGTERM | BELLOW RUBBER | JTB3-10 |  | BLW-LT-JTB3-10
LONGTERM | BELLOW RUBBER | JTB3-12 |  | BLW-LT-JTB3-12
LONGTERM | BELLOW RUBBER | JTB4-12 |  | BLW-LT-JTB4-12
LONGTERM | BELLOW RUBBER | JTB8-12 | DIA 94MM | BLW-LT-JTB8-12
LONGTERM | BELLOW RUBBER | JTB11-12 |  | BLW-LT-JTB11-12
LONGTERM | BELLOW RUBBER ( SALAH ) | JTG-68-12 | NO. DRAT | BLW-LT-JTG-68
LONGTERM | BELLOW RUBBER ( SALAH ) | JTG-88-14 | NO. DRAT | BLW-LT-JTG-88
LONGTERM | BELLOW RUBBER | JTG-29P68-16 |  | BLW-LT-JTG-29P68-16
LONGTERM | BELLOW RUBBER | JTB-29P74-12 |  | BLW-LT-JTB-29P74-12
LONGTERM | BELLOW RUBBER | JTB-29P74-14 |  | BLW-LT-JTB-29P74-14
LONGTERM | BELLOW RUBBER | JTB-29P74-16 |  | BLW-LT-JTB-29P74-16
LONGTERM | BRAKE FOR WASHING MACHINE | 60MM | 60MM | BRK-LT-60MM
LONGTERM | BRAKE FOR WASHING MACHINE | 80MM | 80MM | BRK-LT-80MM
LONGTERM | WASHING MACHINE CAPACITOR | 450V | 3UF + 11UF | WCAP-LT-3UF-11UF
LONGTERM | WASHING MACHINE CAPACITOR | 450V | 4UF + 8UF | WCAP-LT-4UF-8UF
LONGTERM | WASHING MACHINE CAPACITOR | 450V | 4UF + 10UF | WCAP-LT-4UF-10UF
LONGTERM | WASHING MACHINE CAPACITOR | 450V | 4UF + 12UF | WCAP-LT-4UF-12UF
LONGTERM | WASHING MACHINE CAPACITOR | 450V | 5UF + 10UF | WCAP-LT-5UF-10UF
LONGTERM | WASHING MACHINE CAPACITOR | 450V | 5UF + 12UF | WCAP-LT-5UF-12UF
LONGTERM | WASHING MACHINE CAPACITOR | 450V | 6UF + 10UF | WCAP-LT-6UF-10UF
LONGTERM | WASHING MACHINE CAPACITOR | 450V | 6UF + 12UF | WCAP-LT-6UF-12UF
LONGTERM | CONNECTOR | CO-12-10 |  | CNT-LT-CO-12-10
LONGTERM | CONNECTOR | CO-14-10 |  | CNT-LT-CO-14-10
LONGTERM | CONNECTOR | CO-14-12 |  | CNT-LT-CO-14-12
LONGTERM | CONNECTOR ( FOR SHARP ) | JTG-12-10 (75) |  | CNT-LT-JTG-12-10
LONGTERM | CONNECTOR | JTG-12-12 (75) |  | CNT-LT-JTG-12-12
LONGTERM | DRAIN HOSE / OUTLET HOSE | JTDH-002 | 30MM x 2M | JTDH-LT-JTDH-2
LONGTERM | DRAIN HOSE / OUTLET HOSE | JTDH-003 | 30,32,34,40x1.5M | JTDH-LT-JTDH-3
LONGTERM | DRAIN MOTOR / SOLENOID | FMAG-A022 |  | DRN-LT-FMAG-A022
LONGTERM | DRAIN MOTOR / SOLENOID MC | KD-SW22LD-01 | FOR PANASONIC | DRN-LT-KD-SW22LD
LONGTERM | DRAIN MOTOR / SOLENOID | PQD-7 |  | DRN-LT-PQD-7
LONGTERM | DRAIN MOTOR / SOLENOID | PQ-II |  | DRN-LT-PQ-II
LONGTERM | DRAIN MOTOR / SOLENOID MC | STM-9F |  | DRN-LT-STM-9F
LONGTERM | DRAIN MOTOR / SOLENOID MC | HM-KG2-22A | FOR LG XPQ-A | DRN-LT-HM-KG2
LONGTERM | DRAIN MOTOR / SOLENOID | ZDT-B |  | DRN-LT-ZDT-B
LONGTERM | GEAR BOX | JTG-1-2 - 9x9 BP | 30-35MM - 172MM | GBX-JTG-1-2-172
LONGTERM | GEAR BOX | JTG-1-2 - 9x9 SP | 30-35MM - 148MM | GBX-JTG-1-2-148
LONGTERM | GEAR BOX | JTG-1-3 - 9x9 SP | 30-40MM - 148MM | GBX-JTG-1-3-148
LONGTERM | GEAR BOX ( SHARP ) | JTG-2-2 - 10T BP | 30-35MM - 172MM | GBX-JTG-2-2-172
LONGTERM | GEAR BOX | JTG-2-2 - 10T SP | 30-35MM - 148MM | GBX-JTG-2-2-148
LONGTERM | GEAR BOX | JTG-3-1 - 11T BP | 30-35MM - 172MM | GBX-JTG-3-1-172
LONGTERM | GEAR BOX | MC-3-2 - 11T SP | 30-35MM - 148MM | GBX-MC-3-2-148
LONGTERM | GEAR BOX - SANKEN | JTG-10-1 - 9x9 BP | 25-30MM - 165MM | GBX-JTG-10-1-165
LONGTERM | GEAR BOX - 27.5MM | JTG-15 - 9x9 BP | 25-28MM - 148MM | GBX-27.5MM-JTG-15-148
LONGTERM | GEAR BOX - 27.5MM | JTG-16 - 9x9 SP | 25-28MM - 125MM | GBX-27.5MM-JTG-16-125
LONGTERM | GEAR BOX | JTG-15 - 9x9 BP | 25-28MM - 148MM | GBX-JTG-15-148
LONGTERM | GEAR BOX | JTG-16 - 9x9 SP | 25-28MM - 125MM | GBX-JTG-16-125
LONGTERM | GEAR BOX | JTG-18-2 - 10T SP | 30-35MM - 205MM | GBX-JTG-18-2-205
LONGTERM | GEAR BOX ( PANASONIC ) | JTG-21-1 - 11T | 30-35MM - 148MM | GBX-JTG-21-1-148
LONGTERM | GEAR BOX - 27.5MM | JTG-22-1 - 9x9 (27.5M) | 22-30MM - 230MM | GBX-27.5MM-JTG-22-1
LONGTERM | GEAR BOX | JTG-22-1 - 9x9 | 22-30MM - 230MM | GBX-JTG-22-1-230
LONGTERM | GEAR BOX - 27.5MM SANYO | JTG-22-2 - 9x9 (27.5M) | 23-30MM - 230MM | GBX-27.5MM-JTG-22-2
LONGTERM | GEAR BOX | MC-22-2 - 9x9 | 23-30MM - 230MM | GBX-MC-22-2-230
LONGTERM | GEAR BOX 27.5MM | MC-22-3 - 9x9 (27.5M) | 35-40MM - 230MM | GBX-27.5MM-MC-22-3
LONGTERM | GEAR BOX | JTG-34 - 11T | 25-28MM - 135MM | GBX-JTG-34-135
LONGTERM | GEAR BOX | JTG-50 - 10T |  | GBX-JTG-50
LONGTERM | INLET HOSE W/O TOUCH | JTEH-001 | 1,5MTR | JTEH-LT-1-1,5
LONGTERM | INLET HOSE W/O TOUCH | JTEH-001 | 2.0MTR | JTEH-LT-1-2
LONGTERM | INLET HOSE W/O TOUCH | JTEH-001 | 3.0MTR | JTEH-LT-1-3
LONGTERM | INLET HOSE C/W TOUCH | JTEH-002 | 1,5MTR | JTEH-LT-2-1,5
LONGTERM | INLET HOSE C/W TOUCH | JTEH-002 | 2.0MTR | JTEH-LT-2-2
LONGTERM | INLET HOSE C/W TOUCH | JTEH-002 | 3.0MTR | JTEH-LT-2-3
LONGTERM | KNOB | XN-6 |  | KNB-LT-XN-6
LONGTERM | KNOB | XN-11 |  | KNB-LT-XN-11
LONGTERM | KNOB | XN-12 |  | KNB-LT-XN-12
LONGTERM | KNOB NEW | JTG-MULTI | JTG-NEW | KNB-LT-JTG-NEW
LONGTERM | SPIN MOTOR ( ALUMINIUM ) | AL-YXB-60W-12 | SHAFT Φ12MM | SPMTR-LT-AL-YXB-60W
LONGTERM | SPIN MOTOR ( COPPER ) ALL | YYG-60W-10 | SHAFT Φ10MM | SPMTR-LT-YYG-60W-10
LONGTERM | SPIN MOTOR ( COPPER ) ALL | YYG-60W-12 | SHAFT Φ12MM | SPMTR-LT-YYG-60W-12
LONGTERM | SPIN MOTOR ( BEARING ) LG | XDT-90-LG | SHAFT Φ12MM | SPMTR-LT-XDT-90-LG
LONGTERM | SPIN MOTOR ( COPPER ) LG | XDB-120 | SHAFT Φ12MM | SPMTR-LT-XDB-120
LONGTERM | SPIN MOTOR ( COPPER ) SHARP | SP-60W-10-SP | SHAFT Φ10MM | SPMTR-LT-SP-60W-10
LONGTERM | WASH MOTOR ( COPPER ) ALL | YXB-135W-10 | SHAFT Φ10MM | WSMTR-LT-YXB-135W-10
LONGTERM | WASH MOTOR ( COPPER ) ALL | YXB-135W-12 | SHAFT Φ12MM | WSMTR-LT-YXB-135W-12
LONGTERM | WASH MOTOR ( COPPER ) LG | LG-135W-10 | SHAFT Φ10MM | WSMTR-LT-LG-135W-10
LONGTERM | WASH MOTOR ( COPPER ) SHARP | SP-135-10 | SHAFT Φ10MM | WSMTR-LT-SP-135-10
LONGTERM | PRAN RUBBER | JTPR-1 | SANYO | PRN-LT-JTPR-1
LONGTERM | PRAN RUBBER | JTPR-2 | SHARP | PRN-LT-JTPR-2
LONGTERM | PRAN RUBBER | JTPR-3 |  | PRN-LT-JTPR-3
LONGTERM | PRAN RUBBER | JTPR-5 |  | PRN-LT-JTPR-5
LONGTERM | PRAN RUBBER | JTPR-6 |  | PRN-LT-JTPR-6
LONGTERM | PRAN RUBBER | JTPR-7 |  | PRN-LT-JTPR-7
LONGTERM | PRAN RUBBER | JTPR-8 |  | PRN-LT-JTPR-8
LONGTERM | PRAN RUBBER | JTPR-10 | LG | PRN-LT-JTPR-10
LONGTERM | PRAN RUBBER | JTPR-11 |  | PRN-LT-JTPR-11
LONGTERM | PRAN RUBBER | MC-18
LONGTERM | PCB UNVERSAL FOR WM | SXY-2200 |  | WPCB-LT-SXY-2200
LONGTERM | PCB UNVERSAL FOR WM | SXY-2300 |  | WPCB-LT-SXY-2300
LONGTERM | GEAR BOX PULLEY | JTG-P44 | DIA 230MM | PLLY-LT-JTG-P44
LONGTERM | PULSATOR | JTPU-1570 | 10T, 340MM | PLSR-LT-JTPU-1570
LONGTERM | PULSATOR | JTG-012 | 10T, 340MM | PLSR-LT-JTG-12
LONGTERM | PULSATOR GEAR CORE | 10 TEETH | 10 TEETH | PLSCR-LT-10
LONGTERM | PULSATOR GEAR CORE | 11 TEETH | 11 TEETH | PLSCR-LT-11
MC | STAINLESS STEEL SPRING | STAINLESS | STAINLESS | SPRG-RB-STL
MC | SPRING RUBBER ( 3PCS/SET ) | ( DS-101 ) | #1 | SPRG-RB-DS-101
MC | SPRING RUBBER ( PER PCS ) | FOR SHARP | #2 | SPRG-RB-SHRP
NOBRAND | SPRING RUBBER ( PER PCS ) | FOR PANASONIC | #3 | SPRG-RB-PANA
LONGTERM | SPIN TIMER | DXT 5-2 |  | SPNTMR-DXT-5-2
LONGTERM | WASHING TIMER 3 KABEL | DXT-15-19C | 3 WIRE | WSTMR-DXT-15-19C
LONGTERM | WASHING TIMER 3 KABEL | JTG-15-3 (3WIRE) | 3 WIRE | WSTMR-JTG-15-3
LONGTERM | WASHING TIMER 3 KABEL | JTG-15SF(3WIRE) | DXT-15SF-IIB | WSTMR-JTG-15SF-IIB
LONGTERM | WASHING TIMER 4 PIN | DXT-35SF-3 | 4 PIN 35Min | WSTMR-DXT-35SF-3
LONGTERM | WASHING TIMER 4 PIN | JTG-15-025 | 4 PIN | WSTMR-JTG-15-25
LONGTERM | WASHING TIMER 5 KABEL | DXT15SF(5WIRE) | 5 WIRE | WSTMR-DXT-15SF-5
LONGTERM | WASHING TIMER 6 KABEL | XD-15-018 | 6 WIRE | WSTMR-XD-15-18
LONGTERM | WASHING TIMER 7 KABEL | DXT15SF(7WIRE) | 7 WIRE | WSTMR-DXT-15SF-7
LONGTERM | WASHING MACHINE V-BELT | A-33.5 |  | BLT-A-33.5
LONGTERM | WASHING MACHINE V-BELT | M-20.5 |  | BLT-M-20.5
LONGTERM | WASHING MACHINE V-BELT | M-21 |  | BLT-M-21
LONGTERM | WASHING MACHINE V-BELT | M-21.5 |  | BLT-M-21.5
LONGTERM | WASHING MACHINE V-BELT | M-22.5 |  | BLT-M-22.5
LONGTERM | WASHING MACHINE V-BELT | M-23 |  | BLT-M-23
LONGTERM | WASHING MACHINE V-BELT | M-23.5 |  | BLT-M-23.5
LONGTERM | WASHING MACHINE V-BELT | M-24 E |  | BLT-M-24
LONGTERM | WASHING MACHINE V-BELT | M-24.5 |  | BLT-M-24.5
LONGTERM | WASHING MACHINE V-BELT | M-25 E |  | BLT-M-25
LONGTERM | WASHING MACHINE V-BELT | M-25.5 |  | BLT-M-25.5
LONGTERM | WASHING MACHINE V-BELT | M-26 |  | BLT-M-26
LONGTERM | WASHING MACHINE V-BELT | M-26.5 |  | BLT-M-26.5
LONGTERM | WASHING MACHINE V-BELT | M-27.5 |  | BLT-M-27.5
LONGTERM | WASHING MACHINE V-BELT | M-28.5 |  | BLT-M-28.5
LONGTERM | WASHING MACHINE V-BELT | M-29 |  | BLT-M-29
LONGTERM | WASHING MACHINE V-BELT | M-29.5 |  | BLT-M-29.5
LONGTERM | WASHING MACHINE V-BELT | M-30 |  | BLT-M-30
LONGTERM | WASHING MACHINE V-BELT | M-30.5 |  | BLT-M-30.5
LONGTERM | WASHING MACHINE V-BELT | M-31 |  | BLT-M-31
LONGTERM | WASHING MACHINE V-BELT | M-31.5 |  | BLT-M-31.5
LONGTERM | WASHING MACHINE V-BELT | M-32 |  | BLT-M-32
LONGTERM | WASHING MACHINE V-BELT | M-32.5 |  | BLT-M-32.5
LONGTERM | WASHING MACHINE V-BELT | M-33 |  | BLT-M-33
LONGTERM | WASHING MACHINE V-BELT | M-34 |  | BLT-M-34
LONGTERM | WASHING WATER VALVE | FCD180G15L | FVS-65-V | WWVL-FVS-65-V
LONGTERM | WASHING WATER VALVE | FCD180G8L | WV-33 | WWVL-WV-33
LONGTERM | WASHING WATER VALVE | FCD180G8L | FCD180A | WWVL-FCD180A
LONGTERM | WASHING WATER VALVE | FCD270D8 | TY-J801 | WWVL-TY-J801-
LONGTERM | WASHING WATER VALVE | FPD180G8L | WV-39 | WWVL-WV-39
ARMAFLEX | 1/2" x 3/8" x 2MTR | CI-F-012 |  | ARFLX-12-38
ARMAFLEX | 1-3/8" x 3/8" x 2MTR | CI-F-035 |  | ARFLX-138-38
ARMAFLEX | 2-5/8" x 1/2" x 2MTR | CI-H-067 |  | ARFLX-258-12
ARMAFLEX | 3" x 1" x 2MTR | CI-R-076 |  | ARFLX-3-1